## sheet
500 | Staccato | Staccato | Laser | Pulsed | Ultra-short ps-Laser | 2400 |  | 2400 | 2400+ | <=10 | Inlet receptacle IEC 320-C14 |  |  |  | ±1.5 over 8 hours RMS | <=2 | [13 empty] | PF >=0.90 (EN61000-3-2) | [7 empty] | Yes | Near IR | 1030 |  |  |  |  | 2 | 2 | [15 empty] | 80 ± 0.5 |  |  | 80 divided by inters, single pulse |  | >=50:1 | >=200:1 | >=1000:1 | [6 empty] | >=30 |  |  | <=5 | [25 empty] | typical: 1.9, max: 2.8 | [8 empty] | IEC 320-C13 |  |  | F12A HRC (5 x 20 mm) | [8 empty] | <650 | 650 |  |  |  | 230, 50 to 60 Hz |  |  | <=0.2 |  |  |  | 1.3 ± 0.1 | [7 empty] | <=5 | <=50 |  |  | <±0.5 | <=1.3 |  |  | >=85 | [11 empty] | >=100:1 linear | Horizontal ±2º | [5 empty] | TEM00 | [23 empty] | 719.5 x 288 x 200 | [69 empty] | <=30 | [84 empty] | Medical Applications |  |  | https://www.coherent.com/lasers/laser/diode-pumped-solid-state-lasers/staccato |  | 2017-09-01
501 | SUPER RAPID-HE | SUPER RAPID-HE | Laser | Pulsed | Industrial, High Rep Rate ps-Laser |  | 9000 | 1000 | 10000 |  |  |  | >10 at 1000 kHz | [24 empty] | Yes | UV - IR | 355 | 1064 | 709 | [15 empty] | <1000 |  | 0 | 1000 | [12 empty] | <15 |  | >200 at 0 kHz to 10 kHz, 20 at 1064 nm and 500 kHz | >1000:1 at 1064 nm and 500 kHz | <1 at 1064 nm and 500 kHz | [32 empty] | 100 to 230 V, 50/60 Hz, 2 kW | [36 empty] | 50 |  |  | <1.3 | [14 empty] | >>100:1 | [26 empty] | 555 x 600 x 685 | 108 |  |  | 1170 x 496 x 195 | [69 empty] | <40 min from chiller start | [84 empty] | Scribing, Marking, 3D Contour Mapping |  | Sapphire, Glass | https://www.coherent.com/lasers/laser/diode-pumped-solid-state-lasers/super-rapid-he |  | 2017-10-12
502 | SUPER RAPID-HE 1064 | SUPER RAPID-HE | Laser | Pulsed | Industrial, High Rep Rate ps-Laser | 2000, 4500, 6500, 8000, 9000, 10000 | 8000 | 2000 | 10000 |  |  |  | >10 at 1000 kHz | [24 empty] | Yes | IR | 1064 | [17 empty] | <10, 50, 100, 200, 500, 1000 |  | 0 | 1000 | [12 empty] | <15 |  | >200 at 0 kHz to 10 kHz, 20 at 1064 nm and 500 kHz | >1000:1 at 1064 nm and 500 kHz | <1 at 1064 nm and 500 kHz | [32 empty] | 100 to 230 V, 50/60 Hz, 2 kW | [36 empty] | 50 |  |  | <1.3 | [14 empty] | >>100:1 | [26 empty] | 555 x 600 x 685 | 108 |  |  | 1170 x 496 x 195 | [69 empty] | <40 min from chiller start | [33 empty] | Nd:Vanadate (Nd:YVO) | [50 empty] | Scribing, Marking, 3D Contour Mapping |  | Sapphire, Glass | https://www.coherent.com/lasers/laser/diode-pumped-solid-state-lasers/super-rapid-he |  | 2017-09-01
503 | SUPER RAPID-HE 532 | SUPER RAPID-HE | Laser | Pulsed | Industrial, High Rep Rate ps-Laser | 1000, 2500, 3200, 3500, 2000, 2000 | 2500 | 1000 | 3500 |  |  |  | >10 at 1000 kHz | [24 empty] | Yes | Visible | 532 | [17 empty] | <10, 50, 100, 200, 500, 1000 |  | 0 | 1000 | [12 empty] | <15 |  | >200 at 0 kHz to 10 kHz, 20 at 1064 nm and 500 kHz | >1000:1 at 1064 nm and 500 kHz | <1 at 1064 nm and 500 kHz | [32 empty] | 100 to 230 V, 50/60 Hz, 2 kW | [36 empty] | 50 |  |  | <1.3 | [14 empty] | >>100:1 | [26 empty] | 555 x 600 x 685 | 108 |  |  | 1170 x 496 x 195 | [69 empty] | <40 min from chiller start | [33 empty] | Nd:Vanadate (Nd:YVO) | [50 empty] | Scribing, Marking, 3D Contour Mapping |  | Sapphire, Glass | https://www.coherent.com/lasers/laser/diode-pumped-solid-state-lasers/super-rapid-he |  | 2017-09-01
504 | SUPER RAPID-HE 355 | SUPER RAPID-HE | Laser | Pulsed | Industrial, High Rep Rate ps-Laser | 1000, 1800, 2500, 1500, 1500 | 1500 | 1000 | 2500 |  |  |  | >10 at 1000 kHz | [24 empty] | Yes | UV | 355 | [17 empty] | <10, 50, 100, 200, 500, 1000 |  | 0 | 1000 | [12 empty] | <15 |  | >200 at 0 kHz to 10 kHz, 20 at 1064 nm and 500 kHz | >1000:1 at 1064 nm and 500 kHz | <1 at 1064 nm and 500 kHz | [32 empty] | 100 to 230 V, 50/60 Hz, 2 kW | [36 empty] | 50 |  |  | <1.3 | [14 empty] | >>100:1 | [26 empty] | 555 x 600 x 685 | 108 |  |  | 1170 x 496 x 195 | [69 empty] | <40 min from chiller start | [33 empty] | Nd:Vanadate (Nd:YVO) | [50 empty] | Scribing, Marking, 3D Contour Mapping |  | Sapphire, Glass | https://www.coherent.com/lasers/laser/diode-pumped-solid-state-lasers/super-rapid-he |  | 2017-09-01
505 | VYPER | VYPER | Laser | Pulsed | Excimer |  | 1200000 | 1200000 | 2400000 | [28 empty] | Yes | Deep UV | 308 | [20 empty] | 0.6 | [175 empty] | <8800 | [114 empty] | Excimer Laser Annealing |  | Semiconductor | https://www.coherent.com/lasers/laser/vyper |  | 2017-10-12
506 | TwinVYPER | VYPER | Laser | Pulsed | Excimer | 2400000 | [6 empty] | 2400 | [5 empty] | 2400 | [18 empty] | Yes | Deep UV | 308 | [20 empty] | 0.6 | [10 empty] | 4000 |  |  | 24 ± 4 | [23 empty] | <=0.35 | [9 empty] | 2 x 39 kVA, 3-phase, 400 VAC, 50 or 60 Hz | [25 empty] | 35 ± 4 x 14.5 ± 3 | [5 empty] | <=4.5 x 1.3 | [55 empty] | 5600 x 3400 x 4170 | [39 empty] | 8800 | [11 empty] | Water, up to 2 x 7 I/min (18.5 gal/min), 12 to 15℃ | [39 empty] | 100 | [62 empty] | Excimer Laser Annealing |  | Semiconductor | https://www.coherent.com/lasers/laser/vyper |  | 2017-09-01
507 | VYPER | VYPER | Laser | Pulsed | Excimer | 1200000 | [6 empty] | 1200 | [5 empty] | 1200 | [18 empty] | Yes | Deep UV | 308 | [20 empty] | 0.6 | [10 empty] | 2000 |  |  | 24 ± 4 | [23 empty] | <=0.45 | [9 empty] | 4 x 39 kVA, 3-phase, 400 VAC, 50 or 60 Hz | [25 empty] | 35 ± 4 x 14.5 ± 3 | [5 empty] | <=4.5 x 1.3 | [55 empty] | 2800 x 1700 x 2085 | [39 empty] | 4400 | [11 empty] | Water, up to 4 x 70 l/min (18.5 gal/min), 12 to 15℃ | [39 empty] | 100 | [62 empty] | Excimer Laser Annealing |  | Semiconductor | https://www.coherent.com/lasers/laser/vyper |  | 2017-09-01
508 | Paladin Advanced 355 | Paladin Advanced 355 | Laser | QCW | DPSS |  |  | 2000 | 10000 | [8 empty] | <±2% | [15 empty] | 90 to 230 VAC, 50 to 60 Hz |  |  |  | Yes | UV | 355 | [17 empty] | 80000 | 80000 | [25 empty] | >15 at 1064 nm | [42 empty] | Max: 1000VA, Operation (typical): 500 VA (22℃ ambient), Standby: 500VA (22℃ ambient) | Max: 1600VA, Operation (typical): 750VA (22℃ ambient), Standby: 750VA (22℃ ambient) | Max: 1000VA, Operation (typical): 500VA, Standby: 200VA | [7 empty] | <1.35 ± 15% |  | <0.55 | [10 empty] | <1.2 | [6 empty] | 0.9 to 1.1 | [7 empty] | linear >100:1, vertical |  |  |  | <20 |  | <1% | TEM00 | [14 empty] | 8W/10W: 560 x 482 x 177, 16W/24W: 640 x 482 x 266 | 8W/10W: 38 +3 liters coolant, 16W/24W:42 +3 liters coolant | [11 empty] | 1100 x 305 x 200 | 50 | [22 empty] | 505 x 482 x 177 | 30 |  |  | 5 | [28 empty] | -20 to 60 | 15 to 35 | [7 empty] | From Standby <15 min, From Cold Start: <60 min | [8 empty] | <±2.5 | <±0.5 (x,y) | [74 empty] | Materials Processing, Microelectronics | Doping, Inspection, Laser Direct Imaging (LDI), Thin Film Scribing | Semiconductor, Solar Cell/Panel, Wafer, Mask, PC Board, Memory, Photopolymer, FPD | https://www.coherent.com/lasers/laser/paladin-advanced-355 |  | 2018-04-13
509 | Paladin Advanced 355-10000 | Paladin Advanced 355 | Laser | QCW | DPSS | 10000 |  | 10000 | 10000+ | [8 empty] | <±2% | [15 empty] | 90 to 230 VAC, 50 to 60 Hz |  |  |  | Yes | UV | 355 | [17 empty] | 80000 | 80000 | [25 empty] | >15 at 1064 nm | [42 empty] | Max: 1000VA, Operation (typical): 500 VA (22℃ ambient), Standby: 500VA (22℃ ambient) | Max: 1600VA, Operation (typical): 750VA (22℃ ambient), Standby: 750VA (22℃ ambient) | Max: 1000VA, Operation (typical): 500VA, Standby: 200VA | [7 empty] | 1 ± 15% |  | <0.55 | [10 empty] | <1.2 | [6 empty] | 0.9 to 1.1 | [7 empty] | linear >100:1, vertical |  |  |  | <20 |  | <1% | TEM00 | [14 empty] | 8W/10W: 560 x 482 x 177, 16W/24W: 640 x 482 x 266 | 8W/10W: 38 +3 liters coolant, 16W/24W:42 +3 liters coolant | [11 empty] | 1100 x 305 x 200 | 50 | [22 empty] | 505 x 482 x 177 | 30 |  |  | 5 | [28 empty] | -20 to 60 | 15 to 35 | [7 empty] | From Standby <15 min, From Cold Start: <60 min | [8 empty] | <±2.5 | <±0.5 (x,y) | [74 empty] | Materials Processing, Microelectronics | Doping, Inspection, Laser Direct Imaging (LDI), Thin Film Scribing | Semiconductor, Solar Cell/Panel, Wafer, Mask, PC Board, Memory, Photopolymer, FPD | https://www.coherent.com/lasers/laser/paladin-advanced-355 |  | 2018-04-13
510 | Paladin Advanced 355-16000 | Paladin Advanced 355 | Laser | QCW | DPSS | 16000 |  | 16000 | 16000+ | [8 empty] | <±2% | [15 empty] | 90 to 230 VAC, 50 to 60 Hz |  |  |  | Yes | UV | 355 | [17 empty] | 80000 | 80000 | [25 empty] | >15 at 1064 nm | [42 empty] | Max: 1000VA, Operation (typical): 500 VA (22℃ ambient), Standby: 500VA (22℃ ambient) | Max: 1600VA, Operation (typical): 750VA (22℃ ambient), Standby: 750VA (22℃ ambient) | Max: 1000VA, Operation (typical): 500VA, Standby: 200VA | [7 empty] | 1.35 ± 15% |  | <0.48 | [10 empty] | <1.2 | [6 empty] | 0.9 to 1.1 | [7 empty] | linear >100:1, vertical |  |  |  | <20 |  | <1% | TEM00 | [14 empty] | 8W/10W: 560 x 482 x 177, 16W/24W: 640 x 482 x 266 | 8W/10W: 38 +3 liters coolant, 16W/24W:42 +3 liters coolant | [11 empty] | 1100 x 305 x 200 | 50 | [22 empty] | 505 x 482 x 177 | 30 |  |  | 5 | [28 empty] | -20 to 60 | 15 to 35 | [7 empty] | From Standby <15 min, From Cold Start: <60 min | [8 empty] | <±2.5 | <±0.5 (x,y) | [74 empty] | Materials Processing, Microelectronics | Doping, Inspection, Laser Direct Imaging (LDI), Thin Film Scribing | Semiconductor, Solar Cell/Panel, Wafer, Mask, PC Board, Memory, Photopolymer, FPD | https://www.coherent.com/lasers/laser/paladin-advanced-355 |  | 2018-04-13
511 | Paladin Advanced 355-24000 | Paladin Advanced 355 | Laser | QCW | DPSS | 24000 |  | 24000 | 24000+ | [8 empty] | <±2% | [15 empty] | 90 to 230 VAC, 50 to 60 Hz |  |  |  | Yes | UV | 355 | [17 empty] | 80000 | 80000 | [25 empty] | >15 at 1064 nm | [42 empty] | Max: 1000VA, Operation (typical): 500 VA (22℃ ambient), Standby: 500VA (22℃ ambient) | Max: 1600VA, Operation (typical): 750VA (22℃ ambient), Standby: 750VA (22℃ ambient) | Max: 1000VA, Operation (typical): 500VA, Standby: 200VA | [7 empty] | 1.35 ± 15% |  | <0.48 | [10 empty] | <1.2 | [6 empty] | 0.9 to 1.1 | [7 empty] | linear >100:1, vertical |  |  |  | <20 |  | <1% | TEM00 | [14 empty] | 8W/10W: 560 x 482 x 177, 16W/24W: 640 x 482 x 266 | 8W/10W: 38 +3 liters coolant, 16W/24W:42 +3 liters coolant | [11 empty] | 1100 x 305 x 200 | 50 | [22 empty] | 505 x 482 x 177 | 30 |  |  | 5 | [28 empty] | -20 to 60 | 15 to 35 | [7 empty] | From Standby <15 min, From Cold Start: <60 min | [8 empty] | <±2.5 | <±0.5 (x,y) | [74 empty] | Materials Processing, Microelectronics | Doping, Inspection, Laser Direct Imaging (LDI), Thin Film Scribing | Semiconductor, Solar Cell/Panel, Wafer, Mask, PC Board, Memory, Photopolymer, FPD | https://www.coherent.com/lasers/laser/paladin-advanced-355 |  | 2018-04-13
512 | Paladin Advanced 355-8000 | Paladin Advanced 355 | Laser | QCW | DPSS | 8000 |  | 8000 | 8000+ | [8 empty] | <±2% | [15 empty] | 90 to 230 VAC, 50 to 60 Hz |  |  |  | Yes | UV | 355 | [17 empty] | 80000 | 80000 | [25 empty] | >15 at 1064 nm | [42 empty] | Max: 1000VA, Operation (typical): 500 VA (22℃ ambient), Standby: 500VA (22℃ ambient) | Max: 1600VA, Operation (typical): 750VA (22℃ ambient), Standby: 750VA (22℃ ambient) | Max: 1000VA, Operation (typical): 500VA, Standby: 200VA | [7 empty] | 1 ± 15% |  | <0.55 | [10 empty] | <1.2 | [6 empty] | 0.9 to 1.1 | [7 empty] | linear >100:1, vertical |  |  |  | <20 |  | <1% | TEM00 | [14 empty] | 8W/10W: 560 x 482 x 177, 16W/24W: 640 x 482 x 266 | 8W/10W: 38 +3 liters coolant, 16W/24W:42 +3 liters coolant | [11 empty] | 1100 x 305 x 200 | 50 | [22 empty] | 505 x 482 x 177 | 30 |  |  | 5 | [28 empty] | -20 to 60 | 15 to 35 | [7 empty] | From Standby <15 min, From Cold Start: <60 min | [8 empty] | <±2.5 | <±0.5 (x,y) | [74 empty] | Materials Processing, Microelectronics | Doping, Inspection, Laser Direct Imaging (LDI), Thin Film Scribing | Semiconductor, Solar Cell/Panel, Wafer, Mask, PC Board, Memory, Photopolymer, FPD | https://www.coherent.com/lasers/laser/paladin-advanced-355 |  | 2018-04-13
513 | Paladin Compact 355 | Paladin Compact 355 | Laser | QCW | DPSS |  |  | 2000 | 4000+ | [8 empty] | <±2% | [15 empty] | 90 to 230 VAC, 50 to 60 Hz |  |  |  | Yes | UV | 355 | [17 empty] | 120000 | 120000 | [25 empty] | >15 at 1064 nm | [42 empty] | Max: 1000VA, Operation (typical): 500 VA (22℃ ambient), Standby: 500VA (22℃ ambient) | Max: 1600VA, Operation (typical): 750VA (22℃ ambient), Standby: 750VA (22℃ ambient) | Max: 1000VA, Operation (typical): 500VA, Standby: 200VA | [7 empty] | 1 ± 10% |  | <0.55 | [10 empty] | <1.2 | [6 empty] | 0.9 to 1.1 | [7 empty] | linear >100:1, vertical |  |  |  | <20 |  | <1% | TEM00 | [14 empty] | 8W/10W: 560 x 482 x 177, 16W/24W: 640 x 482 x 266 | 8W/10W: 38 +3 liters coolant, 16W/24W:42 +3 liters coolant | [11 empty] | 685 x 216 x 127 | 25 | [22 empty] | 505 x 482 x 177 | 30 |  |  | 5 | [28 empty] | -20 to 60 | 15 to 35 | [7 empty] | From Standby <15 min, From Cold Start: <60 min | [8 empty] | <±2.5 | <±0.5 (x,y) | [74 empty] | Doping, Inspection, Laser Direct Imaging, Thin Film Scribing |  | Semiconductor, Solar Cell/Panel, Wafer, Mask, PC Board, Memory, Photopolymer, FPD | https://www.coherent.com/lasers/laser/paladin-compact-355 |  | 2018-04-13
514 | Paladin Compact 355-2000 | Paladin Compact 355 | Laser | QCW | DPSS | 2000 |  | 2000 | 2000+ | [8 empty] | <±2% | [15 empty] | 90 to 230 VAC, 50 to 60 Hz |  |  |  | Yes | UV | 355 | [17 empty] | 120000 | 120000 | [25 empty] | >15 at 1064 nm | [42 empty] | Max: 1000VA, Operation (typical): 500 VA (22℃ ambient), Standby: 500VA (22℃ ambient) | Max: 1600VA, Operation (typical): 750VA (22℃ ambient), Standby: 750VA (22℃ ambient) | Max: 1000VA, Operation (typical): 500VA, Standby: 200VA | [7 empty] | 1 ± 10% |  | <0.55 | [10 empty] | <1.2 | [6 empty] | 0.9 to 1.1 | [7 empty] | linear >100:1, vertical |  |  |  | <20 |  | <1% | TEM00 | [14 empty] | 8W/10W: 560 x 482 x 177, 16W/24W: 640 x 482 x 266 | 8W/10W: 38 +3 liters coolant, 16W/24W:42 +3 liters coolant | [11 empty] | 685 x 216 x 127 | 25 | [22 empty] | 505 x 482 x 177 | 30 |  |  | 5 | [28 empty] | -20 to 60 | 15 to 35 | [7 empty] | From Standby <15 min, From Cold Start: <60 min | [8 empty] | <±2.5 | <±0.5 (x,y) | [74 empty] | Doping, Inspection, Laser Direct Imaging, Thin Film Scribing |  | Semiconductor, Solar Cell/Panel, Wafer, Mask, PC Board, Memory, Photopolymer, FPD | https://www.coherent.com/lasers/laser/paladin-compact-355 |  | 2018-04-13
515 | Paladin Compact 355-4000 | Paladin Compact 355 | Laser | QCW | DPSS | 4000 |  | 4000 | 4000+ | [8 empty] | <±2% | [15 empty] | 90 to 230 VAC, 50 to 60 Hz |  |  |  | Yes | UV | 355 | [17 empty] | 120000 | 120000 | [25 empty] | >15 at 1064 nm | [42 empty] | Max: 1000VA, Operation (typical): 500 VA (22℃ ambient), Standby: 500VA (22℃ ambient) | Max: 1600VA, Operation (typical): 750VA (22℃ ambient), Standby: 750VA (22℃ ambient) | Max: 1000VA, Operation (typical): 500VA, Standby: 200VA | [7 empty] | 1 ± 10% |  | <0.55 | [10 empty] | <1.2 | [6 empty] | 0.9 to 1.1 | [7 empty] | linear >100:1, vertical |  |  |  | <20 |  | <1% | TEM00 | [14 empty] | 8W/10W: 560 x 482 x 177, 16W/24W: 640 x 482 x 266 | 8W/10W: 38 +3 liters coolant, 16W/24W:42 +3 liters coolant | [11 empty] | 685 x 216 x 127 | 25 | [22 empty] | 505 x 482 x 177 | 30 |  |  | 5 | [28 empty] | -20 to 60 | 15 to 35 | [7 empty] | From Standby <15 min, From Cold Start: <60 min | [8 empty] | <±2.5 | <±0.5 (x,y) | [74 empty] | Doping, Inspection, Laser Direct Imaging, Thin Film Scribing |  | Semiconductor, Solar Cell/Panel, Wafer, Mask, PC Board, Memory, Photopolymer, FPD | https://www.coherent.com/lasers/laser/paladin-compact-355 |  | 2018-04-13
516 | Paladin Advanced 532 | Paladin Advanced 532 | Laser | QCW | DPSS | 20000 | [11 empty] | <±2% | [15 empty] | 90 to 230 VAC, 50 to 60 Hz |  |  |  | Yes | Visible | 532 | [17 empty] | 80000 | 80000 | [25 empty] | >15 at 1064 nm | [42 empty] | Max: 1000VA, Operation (typical): 500 VA (22℃ ambient), Standby: 500VA (22℃ ambient) | Max: 1600VA, Operation (typical): 750VA (22℃ ambient), Standby: 750VA (22℃ ambient) | Max: 1000VA, Operation (typical): 500VA, Standby: 200VA | [7 empty] | 1 ± 15% |  | 0.00065 ± 15% | [10 empty] | <1.2 | [6 empty] | 0.9 to 1.1 | [7 empty] | linear >100:1, vertical |  |  |  | <20 |  | <1% | TEM00 | [14 empty] | 8W/10W: 560 x 482 x 177, 16W/24W: 640 x 482 x 266 | 8W/10W: 38 +3 liters coolant, 16W/24W:42 +3 liters coolant | [11 empty] | 1100 x 305 x 200 | 50 | [22 empty] | 505 x 482 x 177 | 30 |  |  | 5 | [28 empty] | -20 to 60 | 15 to 35 | [7 empty] | From Standby <15 min, From Cold Start: <60 min | [8 empty] | <±2.5 | <±0.5 (x,y) | [74 empty] | Scientific | CARS/SRS Microscopy, Pump and Probe Studies |  | https://www.coherent.com/lasers/laser/paladin-advanced-532 |  | 2018-04-13
517 | Paladin Advanced 532-20000 | Paladin Advanced 532 | Laser | QCW | DPSS | 20000 | [11 empty] | <±2% | [15 empty] | 90 to 230 VAC, 50 to 60 Hz |  |  |  | Yes | Visible | 532 | [17 empty] | 80000 | 80000 | [25 empty] | >15 at 1064 nm | [42 empty] | Max: 1000VA, Operation (typical): 500 VA (22℃ ambient), Standby: 500VA (22℃ ambient) | Max: 1600VA, Operation (typical): 750VA (22℃ ambient), Standby: 750VA (22℃ ambient) | Max: 1000VA, Operation (typical): 500VA, Standby: 200VA | [7 empty] | 1 ± 15% |  | 0.00065 ± 15% | [10 empty] | <1.2 | [6 empty] | 0.9 to 1.1 | [7 empty] | linear >100:1, vertical |  |  |  | <20 |  | <1% | TEM00 | [14 empty] | 8W/10W: 560 x 482 x 177, 16W/24W: 640 x 482 x 266 | 8W/10W: 38 +3 liters coolant, 16W/24W:42 +3 liters coolant | [11 empty] | 1100 x 305 x 200 | 50 | [22 empty] | 505 x 482 x 177 | 30 |  |  | 5 | [28 empty] | -20 to 60 | 15 to 35 | [7 empty] | From Standby <15 min, From Cold Start: <60 min | [8 empty] | <±2.5 | <±0.5 (x,y) | [74 empty] | Scientific | CARS/SRS Microscopy, Pump and Probe Studies |  | https://www.coherent.com/lasers/laser/paladin-advanced-532 |  | 2018-04-13
518 | Chameleon Compact OPO Family | Chameleon Compact OPO Family | Laser | Ultrafast | Ultrafast Oscillators | [32 empty] | No | [313 empty] | Multiphoton Excitation, Terahertz Imaging, CRS/SRS, Confocal Microscopy, Atomic and Molecular, Spectroscopy, Life Sciences, Multiphoton Excitation (MPE), Terahertz Imaging, CRS/SRS, Spectroscopy, Optogenetics, Non-linear Optics, Time Resolved Luminescence and Spectroscopy, Optogenetic Photoactivation, Second Harmonic Generation Imaging, Supercontinuum Generation | CARS/SRS Microscopy, Flow Cytometry, Multidimensional Spectroscopy, Terahertz Generation, 3D Contour Mapping |  | https://www.coherent.com/lasers/main/chameleon-family |  | 2017-10-12
519 | Chameleon Compact OPO-Vis (OPO Bypass Mode - Chameleon Laser) | Chameleon Compact OPO Family | Laser | Ultrafast | Ultrafast Oscillators | [11 empty] | >100 | [20 empty] | Yes |  |  |  |  | 680 | 1080 | [11 empty] | 1750 to 4000 |  | 80000 | 80000 | [32 empty] | 0.00014 | [58 empty] | <1.1 | [45 empty] | 768 x 388 x 158 | [154 empty] | Multiphoton Excitation, Terahertz Imaging, CRS/SRS, Confocal Microscopy, Atomic and Molecular, Spectroscopy | CARS/SRS Microscopy |  | https://www.coherent.com/lasers/laser/chameleon-family/chameleon-compact-opo-family |  | 2017-09-01
520 | Chameleon Compact OPO-Vis (OPO Bypass Mode - Chameleon SHG) | Chameleon Compact OPO Family | Laser | Ultrafast | Ultrafast Oscillators | 1000 |  | 1000 | 1000+ | [7 empty] | >100 | [20 empty] | Yes |  |  |  |  | 340 | 540 | [11 empty] | 1750 to 4000 |  | 80000 | 80000 | [32 empty] | 0.00014 | [58 empty] | <1.1 | [45 empty] | 768 x 388 x 158 | [154 empty] | Multiphoton Excitation, Terahertz Imaging, CRS/SRS, Confocal Microscopy, Atomic and Molecular, Spectroscopy | CARS/SRS Microscopy |  | https://www.coherent.com/lasers/laser/chameleon-family/chameleon-compact-opo-family |  | 2017-09-01
521 | Chameleon Compact OPO-Vis (OPO Operation - Chameleon) | Chameleon Compact OPO Family | Laser | Ultrafast | Ultrafast Oscillators | [11 empty] | >100 | [20 empty] | Yes |  |  |  |  | 740 | 880 | [11 empty] | 1750 to 4000 |  | 80000 | 80000 | [32 empty] | 0.00014 | [73 empty] | Horizontal | [30 empty] | 768 x 388 x 158 | [154 empty] | Multiphoton Excitation, Terahertz Imaging, CRS/SRS, Confocal Microscopy, Atomic and Molecular, Spectroscopy | CARS/SRS Microscopy |  | https://www.coherent.com/lasers/laser/chameleon-family/chameleon-compact-opo-family |  | 2017-09-01
522 | Chameleon Compact OPO-Vis (OPO Operation - OPO) | Chameleon Compact OPO Family | Laser | Ultrafast | Ultrafast Oscillators | 700 |  | 700 | 700+ | [7 empty] | >100 | [20 empty] | Yes |  |  |  |  | 1000 | 1600 | [11 empty] | 1750 to 4000 |  | 80000 | 80000 | [32 empty] | 0.0002 | [73 empty] | Horizontal | [30 empty] | 768 x 388 x 158 | [154 empty] | Multiphoton Excitation, Terahertz Imaging, CRS/SRS, Confocal Microscopy, Atomic and Molecular, Spectroscopy | CARS/SRS Microscopy |  | https://www.coherent.com/lasers/laser/chameleon-family/chameleon-compact-opo-family |  | 2017-09-01
523 | Chameleon Compact OPO-Vis (OPO Operation - Chameleon SHG) | Chameleon Compact OPO Family | Laser | Ultrafast | Ultrafast Oscillators | 50 |  | 50 | 50+ | [7 empty] | >100 | [20 empty] | Yes |  |  |  |  | 370 | 440 | [11 empty] | 1750 to 4000 |  | 80000 | 80000 | [32 empty] | 0.00014 | [73 empty] | Horizontal | [30 empty] | 768 x 388 x 158 | [154 empty] | Multiphoton Excitation, Terahertz Imaging, CRS/SRS, Confocal Microscopy, Atomic and Molecular, Spectroscopy | CARS/SRS Microscopy |  | https://www.coherent.com/lasers/laser/chameleon-family/chameleon-compact-opo-family |  | 2017-09-01
524 | Chameleon Compact OPO-Vis (OPO Operation - OPO SHG) | Chameleon Compact OPO Family | Laser | Ultrafast | Ultrafast Oscillators | 110 |  | 110 | 110+ | [7 empty] | >100 | [20 empty] | Yes |  |  |  |  | 500 | 800 | [11 empty] | 1750 to 4000 |  | 80000 | 80000 | [32 empty] | 0.0002 | [73 empty] | Horizontal | [30 empty] | 768 x 388 x 158 | [154 empty] | Multiphoton Excitation, Terahertz Imaging, CRS/SRS, Confocal Microscopy, Atomic and Molecular, Spectroscopy | CARS/SRS Microscopy |  | https://www.coherent.com/lasers/laser/chameleon-family/chameleon-compact-opo-family |  | 2017-09-01
525 | Chameleon Discovery | Chameleon Discovery | Laser | Ultrafast | Ultrafast Oscillators | 600, 800, 1100, 1300, 1400, 1300, 3500 | 2900 | 600 | 3500 | [22 empty] | ±1 | [5 empty] | Yes | Near IR | 700 | 1300 | 600 | 700 | 1300 | [12 empty] | >50 | 80000 ± 500 | 80000 ± 500 | [14 empty] | Optical Output A: 0.1, Optical Output B: 0.140 | [46 empty] | 90 | 250 |  |  |  | 2300 | 2300 | [6 empty] | <10 |  |  |  | 1.2 ± 0.2 | [19 empty] | Optical Output A: 0.9 to 1.1, Optical Output B: 0.8 to 1.2 |  |  |  | Optical Output A: <0.5, Optical Output B: <0.25 |  |  |  | Linear, Horizontal |  |  | <350 | [27 empty] | 820.8 x 445.2 x 286.7 | [90 empty] | Optical Output A: 680nm: 0 to 45000, 680nm: 0 to 25000, 1050nm: 0 to 10000, 1300nm: 0 to 8000 | [63 empty] | Life Sciences, Multiphoton Excitation (MPE), Terahertz Imaging, CRS/SRS, Spectroscopy, Optogenetics, Non-linear Optics | Flow Cytometry, Multidimensional Spectroscopy |  | https://www.coherent.com/lasers/laser/chameleon-family/chameleon-discovery |  | 2017-09-01
526 | Chameleon Compact OPO (Pumped by Chameleon Ultra II) | Chameleon Compact OPO Family | Laser | Ultrafast | Ultrafast Oscillators | 700 |  | 700 | 700+ | [7 empty] | >100 |  |  |  | >700 | [13 empty] | ~15 | ~95 |  | Yes |  |  |  |  | 1000 | 1600 | [11 empty] | 1750 to 4000 |  | 80000 | 80000 | [32 empty] | 0.0002 | [45 empty] | 2 |  | 0.5 | [10 empty] | 1.1 | [14 empty] | Horizontal | [30 empty] | 520 x 369 x 158 | [154 empty] | Multiphoton Excitation, Terahertz Imaging, CRS/SRS, Confocal Microscopy, Atomic and Molecular, Spectroscopy | CARS/SRS Microscopy |  | https://www.coherent.com/lasers/laser/chameleon-family/chameleon-compact-opo-family |  | 2017-09-01
527 | Chameleon Compact OPO (Pumped by Chameleon Vision II) | Chameleon Compact OPO Family | Laser | Ultrafast | Ultrafast Oscillators | 700 |  | 700 | 700+ | [7 empty] | >100 |  |  |  | >700 | [13 empty] | ~15 | ~95 |  | Yes |  |  |  |  | 1000 | 1350 | [11 empty] | 1750 to 4000 |  | 80000 | 80000 | [32 empty] | 0.0002 | [45 empty] | 2 |  | 0.5 | [10 empty] | 1.1 | [14 empty] | Horizontal | [30 empty] | 520 x 369 x 158 | [154 empty] | Multiphoton Excitation, Terahertz Imaging, CRS/SRS, Confocal Microscopy, Atomic and Molecular, Spectroscopy | CARS/SRS Microscopy |  | https://www.coherent.com/lasers/laser/chameleon-family/chameleon-compact-opo-family |  | 2017-09-01
528 | Chameleon MPX (Pumped by Chameleon Vision II) | Chameleon Compact OPO Family | Laser | Ultrafast | Ultrafast Oscillators | 700 |  | 700 | 700+ | [25 empty] | ~15 | 95 |  | Yes |  |  |  |  | 1010 | 1340 |  |  |  |  | 760 to 910 | [8 empty] | 80000 | 80000 | [32 empty] | 0.00013 | [45 empty] | 2 |  | 0.7 | [10 empty] | <1.1 | [14 empty] | Horizontal | [30 empty] | 520 x 369 x 158 | [136 empty] | ~6000 | [17 empty] | Multiphoton Excitation, Terahertz Imaging, CRS/SRS, Confocal Microscopy, Atomic and Molecular, Spectroscopy | CARS/SRS Microscopy |  | https://www.coherent.com/lasers/laser/chameleon-family/chameleon-compact-opo-family |  | 2017-09-01
529 | Chameleon MPX (Pumped by Chameleon Ultra II) | Chameleon Compact OPO Family | Laser | Ultrafast | Ultrafast Oscillators | 750 |  | 750 | 750+ | [25 empty] | ~15 | 95 |  | Yes |  |  |  |  | 1010 | 1340 |  |  |  |  | 760 to 910 | [8 empty] | 80000 | 80000 | [32 empty] | 0.00013 | [45 empty] | 2 |  | 0.7 | [10 empty] | <1.1 | [14 empty] | Horizontal | [30 empty] | 520 x 369 x 158 | [136 empty] | ~6000 | [17 empty] | Multiphoton Excitation, Terahertz Imaging, CRS/SRS, Confocal Microscopy, Atomic and Molecular, Spectroscopy | CARS/SRS Microscopy |  | https://www.coherent.com/lasers/laser/chameleon-family/chameleon-compact-opo-family |  | 2017-09-01
530 | Chameleon Ultra | Chameleon Ultra | Laser | Ultrafast | Ultrafast Oscillators |  | 3300 | 200 | 3500 | [13 empty] | >200 | [8 empty] | <±0.5 | [5 empty] | Yes | Visible | 680 | 1080 | 400 | 680 | 1080 | [7 empty] | 680 to 1080 |  |  |  |  | >35 | 80000 | 80000 | [32 empty] | 0.00014 | [10 empty] | 47 to 63 |  |  |  | <15A at 90VAC (power supply), <7A at 90VAC (chiller), <2A at 90VAC (MRU X1) | [13 empty] | 90 | 250 |  |  |  | 1300 | 2300 |  |  |  |  | 2300W max, 1300W typical |  | <10 |  |  |  | 1.2 ± 0.2 | [12 empty] | <1.1 | [6 empty] | 0.9 to 1.1 |  |  |  | <0.15 |  |  |  | Horizontal >500:1 |  | <0.5 |  |  |  |  | TEM00 | [14 empty] | 436 x 270 x 393 | 11 | [11 empty] | 610.4 x 369 x 189.2 | 42 | [13 empty] | 460 x 430 x 85 | 9 | [8 empty] | 41 | [9 empty] | 4 | [21 empty] | 5 to 40 | 15 to 35 | [92 empty] | Spectroscopy, Multiphoton Excitation, Terahertz Imaging, CRS/SRS, Non-linear Optics, Optogenetic Photoactivation, Second Harmonic Generation Imaging, Pumping of Optical Parametric Oscillators (OPO) | CARS/SRS Microscopy, Terahertz Generation, 3D Contour Mapping |  | https://www.coherent.com/lasers/laser/chameleon-family/chameleon-ultra-family
531 | Chameleon Ultra | Chameleon Ultra | Laser | Ultrafast | Ultrafast Oscillators | 450, 500, 1400, 1400, 2500 | 2050 | 450 | 2500 | [13 empty] | >200 | [7 empty] | >500 mW at 690nm, >1.4W at 710nm, >2.5W at 800nm, >1.4W at 920nm, >450mW at 1020nm | <±0.5 | [5 empty] | Yes | Visible | 690 | 1020 | 330 | 690 | 1020 | [7 empty] | 690 to 1020 |  |  |  |  | >35 | 80000 | 80000 | [32 empty] | 0.00014 | [10 empty] | 47 to 63 |  |  |  | <15A at 90VAC (power supply), <7A at 90VAC (chiller), <2A at 90VAC (MRU X1) | [13 empty] | 90 | 250 |  |  |  | 1300 | 2300 |  |  |  |  | 2300W max, 1300W typical |  | <10 |  |  |  | 1.2 ± 0.2 | [12 empty] | <1.1 | [6 empty] | 0.9 to 1.1 |  |  |  | <0.15 |  |  |  | Horizontal >500:1 |  | <0.5 |  |  |  |  | TEM00 | [14 empty] | 436 x 270 x 393 | 11 | [11 empty] | 610.4 x 369 x 189.2 | 42 | [13 empty] | 460 x 430 x 85 | 9 | [8 empty] | 41 | [9 empty] | 4 | [21 empty] | 5 to 40 | 15 to 35 | [92 empty] | Spectroscopy, Multiphoton Excitation, Terahertz Imaging, CRS/SRS, Non-linear Optics, Optogenetic Photoactivation, Second Harmonic Generation Imaging, Pumping of Optical Parametric Oscillators (OPO) | CARS/SRS Microscopy, Terahertz Generation, 3D Contour Mapping |  | https://www.coherent.com/lasers/laser/chameleon-family/chameleon-ultra-family |  | 2017-09-01
532 | Chameleon Ultra I | Chameleon Ultra | Laser | Ultrafast | Ultrafast Oscillators | 300, 450, 600, 1450, 1500, 2900 | 2600 | 300 | 2900 | [13 empty] | >250 | [7 empty] | >600mW at 690nm, >1.5W at 710nm, >2.9W at 800nm, >1.45W at 920nm, >450mW at 1020nm, >300mW at 1040nm | <±0.5 | [5 empty] | Yes | Visible | 690 | 1040 | 350 | 690 | 1040 | [7 empty] | 690 to 1040 |  |  |  |  | >40 | 80000 | 80000 | [32 empty] | 0.00014 | [10 empty] | 47 to 63 |  |  |  | <15A at 90VAC (power supply), <7A at 90VAC (chiller), <2A at 90VAC (MRU X1) | [13 empty] | 90 | 250 |  |  |  | 1300 | 2300 |  |  |  |  | 2300W max, 1300W typical |  | <10 |  |  |  | 1.2 ± 0.2 | [12 empty] | <1.1 | [6 empty] | 0.9 to 1.1 |  |  |  | <0.15 |  |  |  | Horizontal >500:1 |  | <0.5 |  |  |  |  | TEM00 | [14 empty] | 436 x 270 x 393 | 11 | [11 empty] | 610.4 x 369 x 189.2 | 42 | [13 empty] | 460 x 430 x 85 | 9 | [8 empty] | 41 | [9 empty] | 4 | [21 empty] | 5 to 40 | 15 to 35 | [92 empty] | Spectroscopy, Multiphoton Excitation, Terahertz Imaging, CRS/SRS, Non-linear Optics, Optogenetic Photoactivation, Second Harmonic Generation Imaging, Pumping of Optical Parametric Oscillators (OPO) | CARS/SRS Microscopy, Terahertz Generation, 3D Contour Mapping |  | https://www.coherent.com/lasers/laser/chameleon-family/chameleon-ultra-family |  | 2017-09-01
533 | Chameleon Ultra II | Chameleon Ultra | Laser | Ultrafast | Ultrafast Oscillators | 200, 550, 650,1600, 1600, 3500 | 3300 | 200 | 3500 | [13 empty] | >300 | [7 empty] | >650mW at 680nm, >1.6W at 700nm, >3.5W at 800nm, >1.6W at 920nm, >550mW at 1020nm, >200mW at 1080nm | <±0.5 | [5 empty] | Yes | Visible | 680 | 1080 | 400 | 680 | 1080 | [7 empty] | 680 to 1080 |  |  |  |  | >40 | 80000 | 80000 | [32 empty] | 0.00014 | [10 empty] | 47 to 63 |  |  |  | <15A at 90VAC (power supply), <7A at 90VAC (chiller), <2A at 90VAC (MRU X1) | [13 empty] | 90 | 250 |  |  |  | 1300 | 2300 |  |  |  |  | 2300W max, 1300W typical |  | <10 |  |  |  | 1.2 ± 0.2 | [12 empty] | <1.1 | [6 empty] | 0.9 to 1.1 |  |  |  | <0.15 |  |  |  | Horizontal >500:1 |  | <0.5 |  |  |  |  | TEM00 | [14 empty] | 436 x 270 x 393 | 11 | [11 empty] | 610.4 x 369 x 189.2 | 42 | [13 empty] | 460 x 430 x 85 | 9 | [8 empty] | 41 | [9 empty] | 4 | [21 empty] | 5 to 40 | 15 to 35 | [92 empty] | Spectroscopy, Multiphoton Excitation, Terahertz Imaging, CRS/SRS, Non-linear Optics, Optogenetic Photoactivation, Second Harmonic Generation Imaging, Pumping of Optical Parametric Oscillators (OPO) | CARS/SRS Microscopy, Terahertz Generation, 3D Contour Mapping |  | https://www.coherent.com/lasers/laser/chameleon-family/chameleon-ultra-family |  | 2017-09-01
534 | Chameleon Vision | Chameleon Vision | Laser | Ultrafast | Ultrafast Oscillators |  | 439999820 | 180 | 440000000 |  |  |  |  | <3.5 | [23 empty] | Yes | Visible - Near IR | 690 | 1080 | 390 | 390 | 1080 | [7 empty] | 680 to 1080 |  |  |  |  | >25 | 80000 | 80000 | [32 empty] | <0.00075 | [10 empty] | 47 to 63 |  |  |  | <15A at 90VAC (power supply), <7A at 90VAC (chiller), <2A at 90VAC (MRU X1) | [13 empty] | 90 | 250 |  |  |  | 1300 | 2300 |  |  |  |  | 2300W max, 1300W typical | [5 empty] | 1.2 ± 0.2 | [12 empty] | <1.1 | [6 empty] | 0.9 to 1.1 |  |  |  | <0.15 |  |  |  | Horizontal >500:1 |  | <80/100 total |  |  |  |  | TEM00 | [14 empty] | 436 x 270 x 393 | 11 | [11 empty] | 799.8 x 369 x 189.2 | 52 | [13 empty] | 460 x 430 x 85 | 9 | [18 empty] | 3 | [21 empty] | 5 to 40 | 15 to 35 | [92 empty] | Multiphoton Excitation, Spectroscopy, Terahertz Imaging, Time Resolved Luminescence and Spectroscopy, Optogenetic Photoactivation, Second Harmonic Generation Imaging, Supercontinuum Generation |  |  | https://www.coherent.com/lasers/laser/chameleon-vision-family
535 | Chameleon Vision I | Chameleon Vision | Laser | Ultrafast | Ultrafast Oscillators | 260, 640, 920, 1070, 2500 | 2240 | 260 | 2500 |  |  |  |  | 2.5 | [16 empty] | 640 mW at 690nm, 1.07W at 710nm, 2.5W at 800nm, 920mW at 920 nm, 250mW at 1040nm | <±0.5 | [5 empty] | Yes | Visible | 690 | 1040 | 350 | 390 | 1040 | [7 empty] | 690 to 1040 |  |  |  |  | >35 | 80000 | 80000 | [32 empty] | 0.00014 | [10 empty] | 47 to 63 |  |  |  | <15 at 90VAC (power supply), <7 at 90VAC (chiller), <2 at 90VAC (MRU x1) | [13 empty] | 90 | 250 |  |  |  | 1300 | 2300 |  |  |  |  | 2300W max, 1300W typical |  | <10 |  |  |  | 1.2 ± 0.2 | [12 empty] | <1.1 | [6 empty] | 0.9 to 1.1 |  |  |  | <0.15 |  |  |  | Horizontal >500:1 |  | <80/100 total |  |  |  |  | TEM00 | [14 empty] | 436 x 270 x 393 | 11 | [11 empty] | 799.8 x 369 x 189.2 | 52 | [13 empty] | 460 x 430 x 85 | 9 | [8 empty] | 41 | [9 empty] | 3 | [21 empty] | 5 to 40 | 15 to 35 | [28 empty] | 690nm: 0 to 43000, 800nm: 0 to 22000, 1020nm: 0 to 10000 | [63 empty] | Multiphoton Excitation, Spectroscopy, Terahertz Imaging, Time Resolved Luminescence and Spectroscopy |  |  | https://www.coherent.com/lasers/laser/chameleon-family/chameleon-vision-family |  | 2017-09-01
536 | Chameleon Vision II | Chameleon Vision | Laser | Ultrafast | Ultrafast Oscillators | 180, 400, 500, 1350, 1500, 3000 | 2820 | 180 | 3000 |  |  |  |  | 3 | [16 empty] | 500mW at 680nm, 1.5W at 710nm, 3W at 800nm, 1.35W at 920nm, 400mW at 1040nm, 180mW at 1080nm | <±0.5 | [5 empty] | Yes | Near IR | 710 | 1080 | 370 | 710 | 1080 | [7 empty] | 680 to 1080 |  |  |  |  | >40 | 80000 | 80000 | [32 empty] | 0.00014 | [10 empty] | 47 to 63 |  |  |  | <15 at 90VAC (power supply), <7 at 90VAC (chiller), <2 at 90VAC (MRU x1) | [13 empty] | 90 | 250 |  |  |  | 1300 | 2300 |  |  |  |  | 2300W max, 1300W typical |  | <10 |  |  |  | 1.2 ± 0.2 | [12 empty] | <1.1 | [6 empty] | 0.9 to 1.1 |  |  |  | <0.15 |  |  |  | Horizontal >500:1 |  | <80/100 total |  |  |  |  | TEM00 | [14 empty] | 436 x 270 x 393 | 11 | [11 empty] | 799.8 x 369 x 189.2 | 52 | [13 empty] | 460 x 430 x 85 | 9 | [8 empty] | 41 | [9 empty] | 3 | [21 empty] | 5 to 40 | 15 to 35 | [28 empty] | 680nm: 0 to 47000, 800nm: 0 to 22000, 1020nm: 0 10 10000, 1080nm: 0 to 9000 | [63 empty] | Multiphoton Excitation, Spectroscopy, Terahertz Imaging, Time Resolved Luminescence and Spectroscopy |  |  | https://www.coherent.com/lasers/laser/chameleon-family/chameleon-vision-family |  | 2017-09-01
537 | Chameleon Vision S | Chameleon Vision | Laser | Ultrafast | Ultrafast Oscillators | 50000000, 80000000, 240000000, 440000000 | 390000000 | 50000000 | 440000000 |  |  |  |  | 2.5 | [5 empty] | <±0.5 | [5 empty] | 80 kW at 690nm, 440 kW at 800nm, 240 kW at 920nm, 50 kW at 1050 nm | [11 empty] | Yes | Visible | 690 | 1050 | 360 | 690 | 1050 | [7 empty] | 690 to 1050 |  |  |  |  | >25 | 80000 | 80000 | [32 empty] | 0.00075 | [10 empty] | 47 to 63 |  |  |  | <15 at 90VAC (power supply), <7 at 90VAC (chiller), <2 at 90VAC (MRU x1) | [13 empty] | 90 | 250 |  |  |  | 1300 | 2300 |  |  |  |  | 2300W max, 1300W typical | [5 empty] | 1.2 ± 0.2 | [12 empty] | <1.1 | [6 empty] | 0.9 to 1.1 |  |  |  | <0.15 |  |  |  | Horizontal >500:1 |  | <80/100 total |  |  |  |  | TEM00 | [14 empty] | 436 x 270 x 393 | 11 | [11 empty] | 799.8 x 369 x 189.2 | 52 | [13 empty] | 460 x 430 x 85 | 9 | [8 empty] | 33 | [9 empty] | 3 | [21 empty] | 5 to 40 | 15 to 28 | [5 empty] | 5 to 40 | [22 empty] | 690nm: 0 to -43000, 800nm: 0 to -22000, 1050nm: 0 to -9500 | [63 empty] | Multiphoton Excitation, Spectroscopy, Terahertz Imaging, Time Resolved Luminescence and Spectroscopy, Optogenetic Photoactivation, Second Harmonic Generation Imaging, Supercontinuum Generation |  |  | https://www.coherent.com/lasers/laser/chameleon-family/chameleon-vision-family |  | 2017-09-01
538 | DFG 9800/9850 | DFG 9800/9850 | Laser | Ultrafast | Ultrafast Harmonic Generator | [32 empty] | No | [158 empty] | 584 x 356 x 184 | [157 empty] | https://www.coherent.com/lasers/laser/ultrafast-amplifier-accessories/dfg-9800-9850 |  | 2017-10-12
539 | DFG 9800 | DFG 9800/9850 | Laser | Ultrafast | Ultrafast Harmonic Generator | [31 empty] | 12W Verdi (split off from V-18) | No | [120 empty] | 120 | [5 empty] | 112 | [30 empty] | 584 x 356 x 184 | 584 x 356 x 184 | [89 empty] | >2%, 250 kHz | [67 empty] | https://www.coherent.com/lasers/laser/ultrafast-amplifier-accessories/dfg-9800-9850 |  | 2017-09-01
540 | DFG 9850 | DFG 9800/9850 | Laser | Ultrafast | Ultrafast Harmonic Generator | [31 empty] | 10W Verdi | No | [120 empty] | 120 | [5 empty] | 112 | [30 empty] | 584 x 356 x 184 | 584 x 356 x 184 | [89 empty] | >1.5%, 100 kHz | [67 empty] | https://www.coherent.com/lasers/laser/ultrafast-amplifier-accessories/dfg-9800-9850 |  | 2017-09-01
541 | Legend Elite HE+ | Legend Elite HE+ | Laser | Ultrafast | Ultrafast Amplifier | [32 empty] | Yes | Near IR | 780 | 820 | 40 | [15 empty] | <10 |  | 1 | 10 | [89 empty] | <1.35 | [21 empty] | TEM00 | [23 empty] | 1564.1 x 949.3 x 261.9 | [154 empty] | Time-resolved Spectroscopy, Multidimensional Spectroscopy, THz Spectroscopy, fs Micromachining, Surface SFG/SHG, Stimulated Raman Scattering, High Harmonic Generation |  |  | https://www.coherent.com/lasers/laser/ultrafast-amplifiers/legend-elite-series |  | 2017-10-12
542 | Legend Elite USX/USP Duo -HE+ | Legend Elite HE+ | Laser | Ultrafast | Ultrafast Amplifier | [27 empty] | <0.5 |  |  |  |  | Yes | Near IR | 795 | 805 | 10 | [15 empty] | 1, 5, 10 |  | 1 | 10 | [9 empty] | -I: >8 at 1 kHz, >2.5 at 5 kHz, >1 at 10 kHz, -II: >10 at 1 kHz, >3 at 5 kHz, >1.2 at 10 kHz -III: >13 at 1 kHz, >3.2 at 5 kHz, >1.4 at 10 kHz | [20 empty] | <0.000025, < 0.000035 | [56 empty] | <10 |  | <1.35 | [14 empty] | Linear, Horizontal | [6 empty] | TEM00 | [23 empty] | 1564.1 x 949.3 x 261.9 | [142 empty] | -I: REVOLUTION-80, -II: REVOLUTION-80 + REVOLUTION-35, -III: REVOLUTION-80 + REVOLUTION-65 | [11 empty] | Time-resolved Spectroscopy, Multidimensional Spectroscopy, THz Spectroscopy, fs Micromachining, Surface SFG/SHG, Stimulated Raman Scattering, High Harmonic Generation |  |  | https://www.coherent.com/lasers/laser/ultrafast-amplifiers/legend-elite-series |  | 2017-09-01
543 | Legend Elite F/P Duo -HE+ | Legend Elite HE+ | Laser | Ultrafast | Ultrafast Amplifier | [27 empty] | <0.5 |  |  |  |  | Yes | Near IR | 780 | 820 | 40 | [15 empty] | 1, 5, 10 |  | 1 | 10 | [9 empty] | -I: >8 at 1 kHz, >2.5 at 5 kHz, >1 at 10 kHz, -II: >10 at 1 kHz, >3 at 5 kHz, >1.2 at 10 kHz -III: >13 at 1 kHz, >3.2 at 5 kHz, >1.4 at 10 kHz | [20 empty] | <0.00011, 0.0005 to 0.001 | [56 empty] | <10 |  | <1.35 | [14 empty] | Linear, Horizontal | [6 empty] | TEM00 | [23 empty] | 1564.1 x 949.3 x 261.9 | [142 empty] | -I: REVOLUTION-80, -II: REVOLUTION-80 + REVOLUTION-35, -III: REVOLUTION-80 + REVOLUTION-65 | [11 empty] | Time-resolved Spectroscopy, Multidimensional Spectroscopy, THz Spectroscopy, fs Micromachining, Surface SFG/SHG, Stimulated Raman Scattering, High Harmonic Generation |  |  | https://www.coherent.com/lasers/laser/ultrafast-amplifiers/legend-elite-series |  | 2017-09-01
544 | Legend Elite USX/USP HE+ | Legend Elite HE+ | Laser | Ultrafast | Ultrafast Amplifier | [27 empty] | <0.5 |  |  |  |  | Yes | Near IR | 795 | 805 | 10 | [15 empty] | 1, 5, 10 |  | 1 | 10 | [9 empty] | -I: >1.5 at 1 kHz, >0.3 at 5 kHz, >0.15 at 10 kHz, -II: >5 at 1 kHz, >1 at 5 kHz, >0.45 at 10 kHz, -III: >7 at 1 kHz, >1.6 at 5 kHz, >0.7 at 10 kHz | [20 empty] | <0.000025, < 0.000035 | [56 empty] | <10 |  | <1.3 | [14 empty] | Linear, Horizontal | [6 empty] | TEM00 | [23 empty] | 1564.1 x 684.7 x 261.9 | [142 empty] | -I: REVOLUTION-20, -II: REVOLUTION-50, -III: REVOLUTION-65 | [11 empty] | Time-resolved Spectroscopy, Multidimensional Spectroscopy, THz Spectroscopy, fs Micromachining, Surface SFG/SHG, Stimulated Raman Scattering, High Harmonic Generation |  |  | https://www.coherent.com/lasers/laser/ultrafast-amplifiers/legend-elite-series |  | 2017-09-01
545 | Legend Elite F/P HE+ | Legend Elite HE+ | Laser | Ultrafast | Ultrafast Amplifier | [27 empty] | <0.5 |  |  |  |  | Yes | Near IR | 780 | 820 | 40 | [15 empty] | 1, 5, 10 |  | 1 | 10 | [9 empty] | -I: >1.5 at 1 kHz, >0.3 at 5 kHz, >0.15 at 10 kHz, -II: >5 at 1 kHz, >1 at 5 kHz, >0.45 at 10 kHz, -III: >7 at 1 kHz, >1.6 at 5 kHz, >0.7 at 10 kHz | [20 empty] | <0.00011, 0.0005 to 0.001 | [56 empty] | <10 |  | <1.3 | [14 empty] | Linear, Horizontal | [6 empty] | TEM00 | [23 empty] | 1564.1 x 684.7 x 261.9 | [142 empty] | -I: REVOLUTION-20, -II: REVOLUTION-50, -III: REVOLUTION-65 | [11 empty] | Time-resolved Spectroscopy, Multidimensional Spectroscopy, THz Spectroscopy, fs Micromachining, Surface SFG/SHG, Stimulated Raman Scattering, High Harmonic Generation |  |  | https://www.coherent.com/lasers/laser/ultrafast-amplifiers/legend-elite-series |  | 2017-09-01
546 | Legend Elite Cryo PA | Legend Elite Cryo PA | Laser | Ultrafast | Ultrafast Amplifier | [27 empty] | <0.75 |  |  |  |  | Yes | Near IR | 800 | [17 empty] | 1, 5, 10 |  | 1 | 10 | [9 empty] | Options to >20 |  |  |  | <0.000030 (USX model), <0.000040 (USP model) | [20 empty] | Options to >20 | <1 (60,000 pulses, RMS) | [53 empty] | <1.45 |  |  |  |  | >106:1 | >1000:1 pre-pulse; >100:1 post-pulse | [8 empty] | Horizontal | [6 empty] | TEM00 | [166 empty] | Evolution-30, Evolution-HE | [14 empty] | https://www.coherent.com/lasers/laser/ultrafast-amplifiers/legend-elite-cryo-pa |  | 2017-09-01
547 | Libra | Libra | Laser | Ultrafast | Ultrafast Amplifier | [32 empty] | Yes | Near IR | 800 | [17 empty] | <10 | <1 | <1 | 10 | [76 empty] | <9 | [12 empty] | <1.3 | [21 empty] | TEM00 | [23 empty] | 1255.7 x 809.8 x 261.9 | [154 empty] | Biology, Photochemistry, Solid State Research |  |  | https://www.coherent.com/lasers/laser/ultrafast-amplifiers/libra-series |  | 2017-10-12
548 | Libra | Libra | Laser | Ultrafast | Ultrafast Amplifier | [32 empty] | Yes | Near IR | 800 | [17 empty] | 1, 5, 10 |  | 1 | 10 | [9 empty] | >1 at 1 kHz, >0.3 at 5 kHz, >0.15 at 10 kHz |  |  |  | F-Model: <0.001, USP-Model: <0.0005 | [22 empty] | <0.5 | [39 empty] | 6 | [12 empty] | <1.3 |  |  |  | >1000:1 pre-pulse >100:1 post-pulse | [10 empty] | Linear, Horizotal | [6 empty] | TEM00 | [23 empty] | 1255.7 x 809.8 x 261.9 | [142 empty] | Evolution-15 | [11 empty] | Biology, Photochemistry, Solid State Research |  |  | https://www.coherent.com/lasers/laser/ultrafast-amplifiers/libra-series |  | 2017-09-01
549 | Libra-HE | Libra | Laser | Ultrafast | Ultrafast Amplifier | [32 empty] | Yes | Near IR | 800 | [17 empty] | 1, 5, 10 |  | 1 | 10 | [9 empty] | >4 at 1 kHz, >0.8 at 5 kHz, >0.4 at 10 kHz |  |  |  | F-Model: <0.001, USP-Model: <0.0005 | [22 empty] | <0.5 | [39 empty] | 9 | [12 empty] | <1.3 |  |  |  | >1000:1 pre-pulse >100:1 post-pulse | [10 empty] | Linear, Horizotal | [6 empty] | TEM00 | [23 empty] | 1255.7 x 809.8 x 261.9 | [142 empty] | Evolution-30 | [11 empty] | Biology, Photochemistry, Solid State Research |  |  | https://www.coherent.com/lasers/laser/ultrafast-amplifiers/libra-series |  | 2017-09-01
550 | Libra-HE+ | Libra | Laser | Ultrafast | Ultrafast Amplifier | [32 empty] | Yes | Near IR | 800 | [17 empty] | 1 | 1 | [11 empty] | >5 at 1 kHz |  |  |  | F-Model: <0.001, USP-Model: <0.0004 | [22 empty] | <0.5 | [39 empty] | 9 | [12 empty] | <1.3 |  |  |  | >1000:1 pre-pulse >100:1 post-pulse | [10 empty] | Linear, Horizotal | [6 empty] | TEM00 | [23 empty] | 1255.7 x 809.8 x 261.9 | [142 empty] | Evolution-45 | [11 empty] | Biology, Photochemistry, Solid State Research |  |  | https://www.coherent.com/lasers/laser/ultrafast-amplifiers/libra-series |  | 2017-09-01
551 | Mira 900 | Mira 900 | Laser | Ultrafast | Ultrafast Oscillators |  |  | 40 | 3500+ | [28 empty] | Yes | Visible - IR | <1100 |  |  | <1000 | <4000 | [13 empty] | <76000 | <76000 | [78 empty] | <0.8 |  | <1.7 | [10 empty] | <1.2 | [200 empty] | Raman spectroscopy |  |  | https://www.coherent.com/lasers/main/ultrafast-laser-oscillators-and-amplifiers/ultrafast-oscillators/mira-family |  | 2017-10-12
552 | Mira Optima 900-F | Mira 900 | Laser | Ultrafast | Ultrafast Oscillators | 650, 800, 1000, 1300, 1400 | 750 | 650 | 1400 | [28 empty] | Yes |  |  |  |  | 700 | 1000 | [13 empty] | 76000 | 76000 | [76 empty] | <200 |  | 0.8 |  | 1.7 | [21 empty] | <0.1 (Verdi), <2 (Sabre/Innova) |  |  |  | Horizontal | [6 empty] | TEM00 | <3 (Verdi), <5 (Sabre/Innova) | [22 empty] | 1111 x 381 x 197 | [154 empty] | Raman spectroscopy |  |  | https://www.coherent.com/lasers/laser/mira-900 |  | 2017-09-01
553 | Mira Optima 900-P | Mira 900 | Laser | Ultrafast | Ultrafast Oscillators | 650, 800, 1000, 1300, 1400 | 750 | 650 | 1400 | [28 empty] | Yes |  |  |  |  | 700 | 1000 | [13 empty] | 76000 | 76000 | [76 empty] | <3000 |  | 0.8 |  | 1.7 | [21 empty] | <0.1 (Verdi), <2 (Sabre/Innova) |  |  |  | Horizontal | [6 empty] | TEM00 | <3 (Verdi), <5 (Sabre/Innova) | [22 empty] | 1111 x 381 x 197 | [154 empty] | Raman spectroscopy |  |  | https://www.coherent.com/lasers/laser/mira-900 |  | 2017-09-01
554 | Mira Optima 900-D | Mira 900 | Laser | Ultrafast | Ultrafast Oscillators | 650, 800, 1000, 1300, 1400 | 750 | 650 | 1400 | [28 empty] | Yes |  |  |  |  | 700 | 1000 | [13 empty] | 76000 | 76000 | [76 empty] | <3000, <200 |  | 0.8 |  | 1.7 | [21 empty] | <0.1 (Verdi), <2 (Sabre/Innova) |  |  |  | Horizontal | [6 empty] | TEM00 | <3 (Verdi), <5 (Sabre/Innova) | [22 empty] | 1111 x 381 x 197 | [154 empty] | Raman spectroscopy |  |  | https://www.coherent.com/lasers/laser/mira-900 |  | 2017-09-01
555 | Mira Optima 900-S | Mira 900 | Laser | Ultrafast | Ultrafast Oscillators | 650, 800, 1000, 1300, 1400 | 750 | 650 | 1400 | [28 empty] | Yes |  |  |  |  | 700 | 1000 | [13 empty] | 76000 | 76000 | [76 empty] | <200 |  | 0.8 |  | 1.7 | [21 empty] | <0.1 (Verdi), <2 (Sabre/Innova) |  |  |  | Horizontal | [6 empty] | TEM00 | <3 (Verdi), <5 (Sabre/Innova) | [22 empty] | 1111 x 381 x 197 | [154 empty] | Raman spectroscopy |  |  | https://www.coherent.com/lasers/laser/mira-900 |  | 2017-09-01
556 | Mira-HP | Mira-HP
557 | Mira HP-F | Mira-HP | Laser | Ultrafast | Ultrafast Oscillators | 3500 |  | 3500 | 3500+ | [28 empty] | Yes |  |  |  |  | 700 | 1000 | [7 empty] | 700 to 980 | [5 empty] | 76000 | 76000 | [32 empty] | 0.00015 | [45 empty] | 0.8 |  | 1.7 | [21 empty] | <0.1 |  |  |  | Horizontal | [6 empty] | TEM00 | [23 empty] | 1111.3 x 381 x 196.9 | [116 empty] | FieldMaxII-TO power meter (part number 1070873) | [30 empty] | PM10 power detector (part number 0012-0929) | [9 empty] | https://www.coherent.com/lasers/laser/ultrafast-oscillators/mira-hp |  | 2017-09-01
558 | Mira HP-P | Mira-HP | Laser | Ultrafast | Ultrafast Oscillators | 2800 |  | 2800 | 2800+ | [28 empty] | Yes |  |  |  |  | 700 | 1000 | [7 empty] | 700 to 980 | [5 empty] | 76000 | 76000 | [32 empty] | 0.002 | [45 empty] | 0.8 |  | 1.7 | [21 empty] | <0.1 |  |  |  | Horizontal | [6 empty] | TEM00 | [23 empty] | 1111.3 x 381 x 196.9 | [116 empty] | FieldMaxII-TO power meter (part number 1070873) | [30 empty] | PM10 power detector (part number 0012-0929) | [9 empty] | https://www.coherent.com/lasers/laser/ultrafast-oscillators/mira-hp |  | 2017-09-01
559 | Mira HP-D | Mira-HP | Laser | Ultrafast | Ultrafast Oscillators | [32 empty] | Yes |  |  |  |  | 700 | 1000 | [7 empty] | 700 to 980 | [5 empty] | 76000 | 76000 | [78 empty] | 0.8 |  | 1.7 | [21 empty] | <0.1 |  |  |  | Horizontal | [6 empty] | TEM00 | [23 empty] | 1111.3 x 381 x 196.9 | [116 empty] | FieldMaxII-TO power meter (part number 1070873) | [30 empty] | PM10 power detector (part number 0012-0929) | [9 empty] | https://www.coherent.com/lasers/laser/ultrafast-oscillators/mira-hp |  | 2017-09-01
560 | Mira-OPO | Mira-OPO | Laser | Ultrafast | Ultrafast Oscillators Accessories |  |  | 40 | 650+ | [28 empty] | Yes | Visible - IR | 600 | 1100 | 500 | 1000 | 4000 |  |  |  | 740 to 880 |  |  | 495 to 1630 | [7 empty] | Matched and Synchronized to Pump Laser | [44 empty] | 0.6 | [46 empty] | <1.2 | [10 empty] | <0.5 |  |  |  | IR Signal & Idler: Linear Horizontal, Vis SHG Signal: Linear Vertical | [30 empty] | 1169 x 402 x 204 | [157 empty] | https://www.coherent.com/lasers/laser/mira-opo |  | 2018-04-13
561 | Mira OPO-X (IR-femtosecond) | Mira-OPO | Laser | Ultrafast | Ultrafast Oscillators Accessories | 650, 650, 250, 75 |  | 75 | 650+ |  |  | Chameleon Ultra-II: >650 at 1100nm, 18W Pumped Mira HP: >650 at 1100nm, 10W Pumped Mira 900: >250 at 1100nm, 5W Pumped Mira 900: >75 at 1100nm | [25 empty] | Yes | IR | 1100 |  |  | 1000 | 4000 |  |  |  | 740 to 880 |  |  | 495 to 1630 | Signal SHG: NA, Signal: 1000 to 1600, Idler (option): 740 to 880 | [6 empty] | Matched and Synchronized to Pump Laser | [34 empty] | 200 fs from 130 fs pump pulse | [9 empty] | 0.6 | [46 empty] | <1.2 | [10 empty] | <0.5 |  |  |  | IR Signal & Idler: Linear Horizontal, Vis SHG Signal: Linear Vertical | [30 empty] | 1169 x 402 x 204 | [80 empty] | IR Linear Cavity | [37 empty] | femtosecond | [38 empty] | https://www.coherent.com/lasers/laser/mira-opo |  | 2017-09-01
562 | Mira OPO-X (IR-picosecond) | Mira-OPO | Laser | Ultrafast | Ultrafast Oscillators Accessories | 75, 250, 520 |  | 75 | 520+ |  |  | Chameleon Ultra-II: NA, 18W Pumped Mira HP: >520 at 1100nm, 10W Pumped Mira 900: >250 at 1100nm, 5W Pumped Mira 900: >75 at 1100nm | [25 empty] | Yes | IR | 1100 |  |  | 1000 | 4000 |  |  |  | 740 to 880 |  |  | 495 to 1630 | Signal SHG: NA, Signal: 1000 to 1600, Idler (option): 740 to 880 | [6 empty] | Matched and Synchronized to Pump Laser | [34 empty] | 1.6 ps from 2 ps pump pulse | [9 empty] | 0.6 | [46 empty] | <1.2 | [10 empty] | <0.5 |  |  |  | IR Signal & Idler: Linear Horizontal, Vis SHG Signal: Linear Vertical | [30 empty] | 1169 x 402 x 204 | [80 empty] | IR Linear Cavity | [37 empty] | picosecond | [38 empty] | https://www.coherent.com/lasers/laser/mira-opo |  | 2017-09-01
563 | Mira OPO-X (Vis + IR - femtosecond) | Mira-OPO | Laser | Ultrafast | Ultrafast Oscillators Accessories | 40, 150, 500, 500 |  | 40 | 500+ |  |  | Chameleon Ultra-II: >500 at 600nm, 18W Pumped Mira HP: >500 at 600nm, 10W Pumped Mira 900: >150 at 600nm, 5W Pumped Mira 900: >40 at 600nm | [25 empty] | Yes | Visible | 600 |  |  | 1000 | 4000 |  |  |  | 740 to 880 |  |  | 495 to 1630 | Signal SHG: 505 to 740, Signal IR: 1000 to 1600, Idler (option): 740 to 880 | [6 empty] | Matched and Synchronized to Pump Laser | [34 empty] | 200 fs from 130 fs pump pulse | [9 empty] | 0.6 | [46 empty] | <1.2 | [10 empty] | <0.5 |  |  |  | IR Signal & Idler: Linear Horizontal, Vis SHG Signal: Linear Vertical | [30 empty] | 1169 x 402 x 204 | [80 empty] | Visible Ring Cavity with Intracavity SHG | [37 empty] | femtosecond | [38 empty] | https://www.coherent.com/lasers/laser/mira-opo |  | 2017-09-01
564 | Mira OPO-X (Vis + IR - picosecond) | Mira-OPO | Laser | Ultrafast | Ultrafast Oscillators Accessories | 40, 150, 400 |  | 40 | 400+ |  |  | Chameleon Ultra-II: NA, 18W Pumped Mira HP: >400 at 600nm, 10W Pumped Mira 900: >150 at 600nm, 5W Pumped Mira 900: >40 at 600nm | [25 empty] | Yes | Visible | 600 |  |  | 1000 | 4000 |  |  |  | 740 to 880 |  |  | 495 to 1630 | Signal SHG: 505 to 740, Signal IR: 1000 to 1600, Idler (option): 740 to 880 | [6 empty] | Matched and Synchronized to Pump Laser | [34 empty] | 1.6 ps from 2 ps pump pulse | [9 empty] | 0.6 | [46 empty] | <1.2 | [10 empty] | <0.5 |  |  |  | IR Signal & Idler: Linear Horizontal, Vis SHG Signal: Linear Vertical | [30 empty] | 1169 x 402 x 204 | [80 empty] | Visible Ring Cavity with Intracavity SHG | [37 empty] | picosecond | [38 empty] | https://www.coherent.com/lasers/laser/mira-opo |  | 2017-09-01
565 | OPerA Solo kHz OPA | OPerA Solo kHz OPA | Laser | Ultrafast | Ultrafast OPA | [32 empty] | Yes |  |  |  |  | <240 | <20000 | [152 empty] | 743 x 461 x 223.2 | [154 empty] | Applied Physics, Physical Chemistry | FEL Synchrotron Studies, Multidimensional Spectroscopy, Pump and Probe Studies, Surface Sum Frequency Generation |  | https://www.coherent.com/lasers/laser/opera-solo-ultrafast-optical-parametric-amplifier |  | 2017-10-12
566 | OPerA Solo | OPerA Solo kHz OPA | Laser | Ultrafast | Ultrafast OPA | [32 empty] | Yes |  |  |  |  | 1140 | 2600 | [31 empty] | <50 fs pump: 220, <130 fs pump: 220 | [60 empty] | Signal, Idler | [59 empty] | 743 x 461 x 223.2 | [154 empty] | Applied Physics, Physical Chemistry | FEL Synchrotron Studies, Multidimensional Spectroscopy, Pump and Probe Studies, Surface Sum Frequency Generation |  | https://www.coherent.com/lasers/laser/opera-solo-ultrafast-optical-parametric-amplifier |  | 2017-09-01
567 | OPerA Solo (SH Package) | OPerA Solo kHz OPA | Laser | Ultrafast | Ultrafast OPA | [32 empty] | Yes |  |  |  |  | 580 | 1150 | [31 empty] | <50 fs pump: >30, <130 fs pump: 50 | [60 empty] | SHI, SHS | [28 empty] | Vertical, Horizontal | [30 empty] | 743 x 461 x 223.2 | [154 empty] | Applied Physics, Physical Chemistry | FEL Synchrotron Studies, Multidimensional Spectroscopy, Pump and Probe Studies, Surface Sum Frequency Generation |  | https://www.coherent.com/lasers/laser/opera-solo-ultrafast-optical-parametric-amplifier |  | 2017-09-01
568 | OPerA Solo (SF Package) | OPerA Solo kHz OPA | Laser | Ultrafast | Ultrafast OPA | [32 empty] | Yes |  |  |  |  | 480 | 580 | [31 empty] | <50 fs pump: >30 / >40, <130 fs pump: >50 / >70 | [60 empty] | SFI, SFS | [28 empty] | Vertical, Vertical | [30 empty] | 743 x 461 x 223.2 | [154 empty] | Applied Physics, Physical Chemistry | FEL Synchrotron Studies, Multidimensional Spectroscopy, Pump and Probe Studies, Surface Sum Frequency Generation |  | https://www.coherent.com/lasers/laser/opera-solo-ultrafast-optical-parametric-amplifier |  | 2017-09-01
569 | OPerA Solo (FH Package) | OPerA Solo kHz OPA | Laser | Ultrafast | Ultrafast OPA | [32 empty] | Yes |  |  |  |  | 290 | 480 | [31 empty] | <50 fs pump: >5, <130 fs pump: >10 | [60 empty] | FHI, FHS | [28 empty] | Vertical, Vertical | [30 empty] | 743 x 461 x 223.2 | [154 empty] | Applied Physics, Physical Chemistry | FEL Synchrotron Studies, Multidimensional Spectroscopy, Pump and Probe Studies, Surface Sum Frequency Generation |  | https://www.coherent.com/lasers/laser/opera-solo-ultrafast-optical-parametric-amplifier |  | 2017-09-01
570 | OPerA Solo (SHSF Package) | OPerA Solo kHz OPA | Laser | Ultrafast | Ultrafast OPA | [32 empty] | Yes |  |  |  |  | 240 | 295 | [31 empty] | <50 fs pump: >3, <130 fs pump: >8 | [60 empty] | SH (SFI), SH (SFS) | [28 empty] | Horizontal, Horizontal | [30 empty] | 743 x 461 x 223.2 | [154 empty] | Applied Physics, Physical Chemistry | FEL Synchrotron Studies, Multidimensional Spectroscopy, Pump and Probe Studies, Surface Sum Frequency Generation |  | https://www.coherent.com/lasers/laser/opera-solo-ultrafast-optical-parametric-amplifier |  | 2017-09-01
571 | OPerA Solo (NDFG Package) | OPerA Solo kHz OPA | Laser | Ultrafast | Ultrafast OPA | [32 empty] | Yes |  |  |  |  | 2600 | 20000 | [31 empty] | <50 fs pump: >2 @ 4 µm/ >0.5 @ 9 µm/>1 @ 5 µm, >0.1 @ 15 µm, <130 fs pump: >8 @ µm/>1.5 @ 10 µm/ >4 @5 µm/ >0.3 @ 15 µm | [60 empty] | NDFG1, NDFG2 | [28 empty] | Horizontal, Horizontal | [30 empty] | 743 x 461 x 223.2 | [154 empty] | Applied Physics, Physical Chemistry | FEL Synchrotron Studies, Multidimensional Spectroscopy, Pump and Probe Studies, Surface Sum Frequency Generation |  | https://www.coherent.com/lasers/laser/opera-solo-ultrafast-optical-parametric-amplifier |  | 2017-09-01
572 | RegA | RegA | Laser | Ultrafast | Ultrafast Amplifier |  | 2000 | 10000 | 12000 | [28 empty] | No | [19 empty] | <250 | <250 | [137 empty] | 1111.25 x 381 x 196.9 | [154 empty] | Bragg Gratings and Waveguides, Glass Micromaching, Ultrafast Spectroscopy, Multiphoton Excitation (MPE) Imaging, Material Processing, Waveguide Writing |  |  | https://www.coherent.com/lasers/laser/ultrafast-amplifiers/rega |  | 2017-10-12
573 | RegA 9000 | RegA | Laser | Ultrafast | Ultrafast Amplifier | 10000 | [31 empty] | No | [19 empty] | 100 | 100 | [16 empty] | 12W pump and 100 kHz: 5, 12W pump 250 kHz: 4, 10W pump and 100 kHz: 4, 10W pump and 250 kHz: 3 | [15 empty] | <0.00016 | [5 empty] | <1 | [56 empty] | >500:1 pre-pulse, >250:1 post pulse; other pulses >1000:1 | [10 empty] | Linear, Horizontal, 500:1 | [30 empty] | 1111.25 x 381 x 196.9 | [154 empty] | Bragg Gratings and Waveguides, Glass Micromaching, Ultrafast Spectroscopy, Multiphoton Excitation (MPE) Imaging, Material Processing, Waveguide Writing |  |  | https://www.coherent.com/lasers/laser/ultrafast-amplifiers/rega |  | 2017-09-01
574 | RegA 9000 | RegA | Laser | Ultrafast | Ultrafast Amplifier | 12000 | [31 empty] | No | [19 empty] | 250 | 250 | [16 empty] | 12W pump and 100 kHz: 6, 12W pump 250 kHz: 6, 10W pump and 100 kHz: 4, 10W pump and 250 kHz: 3 | [15 empty] | <0.00016 | [5 empty] | <1 | [56 empty] | >500:1 pre-pulse, >250:1 post pulse; other pulses >1000:1 | [10 empty] | Linear, Horizontal, 500:1 | [30 empty] | 1111.25 x 381 x 196.9 | [154 empty] | Bragg Gratings and Waveguides, Glass Micromaching, Ultrafast Spectroscopy, Multiphoton Excitation (MPE) Imaging, Material Processing, Waveguide Writing |  |  | https://www.coherent.com/lasers/laser/ultrafast-amplifiers/rega |  | 2017-09-01
575 | RegA 9040 | RegA | Laser | Ultrafast | Ultrafast Amplifier | 10000, 12000 | [31 empty] | No | [19 empty] | 100, 250 | 100, 250 | [16 empty] | 12W pump and 100 kHz: 6, 12W pump 250 kHz: 6, 10W pump and 100 kHz: 4, 10W pump and 250 kHz: 3 | [15 empty] | <0.0006 | [5 empty] | <1 | [56 empty] | >500:1 pre-pulse, >250:1 post pulse; other pulses >1000:1 | [10 empty] | Linear, Horizontal, 500:1 | [30 empty] | 1111.25 x 381 x 196.9 | [154 empty] | Bragg Gratings and Waveguides, Glass Micromaching, Ultrafast Spectroscopy, Multiphoton Excitation (MPE) Imaging, Material Processing, Waveguide Writing |  |  | https://www.coherent.com/lasers/laser/ultrafast-amplifiers/rega |  | 2017-09-01
576 | RegA 9050 | RegA | Laser | Ultrafast | Ultrafast Amplifier | 10000, 12000 | [31 empty] | No | [19 empty] | 100, 250 | 100, 250 | [16 empty] | 12W pump and 100 kHz: 6, 12W pump 250 kHz: 6, 10W pump and 100 kHz: 4, 10W pump and 250 kHz: 3 | [15 empty] | <0.0004 | [5 empty] | <1 | [56 empty] | >500:1 pre-pulse, >250:1 post pulse; other pulses >1000:1 | [10 empty] | Linear, Horizontal, 500:1 | [30 empty] | 1111.25 x 381 x 196.9 | [154 empty] | Bragg Gratings and Waveguides, Glass Micromaching, Ultrafast Spectroscopy, Multiphoton Excitation (MPE) Imaging, Material Processing, Waveguide Writing |  |  | https://www.coherent.com/lasers/laser/ultrafast-amplifiers/rega |  | 2017-09-01
577 | TOPAS-Prime kHz OPA | TOPAS-Prime kHz OPA | Laser | Ultrafast | Ultrafast OPA | [32 empty] | Yes | Visible - IR | 240 | 20000 | 19760 | [154 empty] | 580 x 230 x 211 | [157 empty] | https://www.coherent.com/lasers/laser/ultrafast-amplifier-accessories/topas-prime |  | 2017-10-12
578 | TOPAS-Prime | TOPAS-Prime kHz OPA | Laser | Ultrafast | Ultrafast OPA | [32 empty] | Yes | IR | 1140 | 2600 | 1460 | [33 empty] | <50 fs pump: 250, <130 fs pump: 250 | [60 empty] | Signal, Idler | [28 empty] | Vertical, Horizontal | [30 empty] | 580 x 230 x 211 | [157 empty] | https://www.coherent.com/lasers/laser/ultrafast-amplifier-accessories/topas-prime |  | 2017-09-01
579 | TOPAS-Prime-VIS | TOPAS-Prime kHz OPA | Laser | Ultrafast | Ultrafast OPA | [32 empty] | Yes | Visible | 533 | 1150 | 617 | [33 empty] | <50 fs pump: >30/>30, <130 fs pump: >80/>50 | [60 empty] | SHI, SHS, SFI | [28 empty] | Vertical, Horizontal, Vertical | [30 empty] | 580 x 230 x 211 | [157 empty] | https://www.coherent.com/lasers/laser/ultrafast-amplifier-accessories/topas-prime |  | 2017-09-01
580 | TOPAS-Prime-BLUE | TOPAS-Prime kHz OPA | Laser | Ultrafast | Ultrafast OPA | [32 empty] | Yes | Visible | 480 | 533 | 53 | [33 empty] | <50 fs pump: >40, <130 fs pump: >70 | [60 empty] | SFS | [28 empty] | Vertical | [30 empty] | 580 x 230 x 211 | [157 empty] | https://www.coherent.com/lasers/laser/ultrafast-amplifier-accessories/topas-prime |  | 2017-09-01
581 | TOPAS-Prime-UV1 | TOPAS-Prime kHz OPA | Laser | Ultrafast | Ultrafast OPA | [32 empty] | Yes | Visible | 290 | 480 | 190 | [33 empty] | <50 fs pump: >5, <130 fs pump: >15 | [60 empty] | FHI, FHS | [28 empty] | Horizontal, Vertical | [30 empty] | 580 x 230 x 211 | [157 empty] | https://www.coherent.com/lasers/laser/ultrafast-amplifier-accessories/topas-prime |  | 2017-09-01
582 | TOPAS-Prime-UV2 | TOPAS-Prime kHz OPA | Laser | Ultrafast | Ultrafast OPA | [32 empty] | Yes | Visible | 240 | 295 | 55 | [33 empty] | <50 fs pump: >3, <130 fs pump: >8 | [60 empty] | SH (SFI), SH (SFS) | [28 empty] | Horizontal, Horizontal | [30 empty] | 580 x 230 x 211 | [157 empty] | https://www.coherent.com/lasers/laser/ultrafast-amplifier-accessories/topas-prime |  | 2017-09-01
583 | TOPAS-Prime-NDFG1/2 | TOPAS-Prime kHz OPA | Laser | Ultrafast | Ultrafast OPA | [32 empty] | Yes | IR | 2600 | 20000 | 17400 | [33 empty] | <50 fs pump: >2 at 4 µm. >0.5 at 9 µm/ >1 at 5 µm/ >0.1 at 15 µm, <130 fs pump: >80/ >50, <130 fs pump: >8 at 4 µm, >1.5 at 10 µm/>4 at 5 µm/ >0.3 at 15 µm | [60 empty] | DFG1, DFG2 | [28 empty] | Horizontal, Horizontal, Horizontal, Horizontal | [30 empty] | 580 x 230 x 211 | [157 empty] | https://www.coherent.com/lasers/laser/ultrafast-amplifier-accessories/topas-prime |  | 2017-09-01
584 | Vitara | Vitara | Laser | Ultrafast | Ultrafast Oscillators |  |  | 325 | 930+ | [28 empty] | Yes |  |  |  |  | <795 | <860 | [13 empty] | 80000 | 80000 | [78 empty] | <2 |  | <1.5 | [10 empty] | <1.3 | [49 empty] | 609.6 x 427.5 x 162.4 | [150 empty] | Applied Physics, Life Sciences, Material Science and Engineering, Physical Chemistry, Physics, Raman Spectrscopy, Terahertz Generation, Time Resolved Luminescence and Spectroscopy, Time-Resolved Spectroscopy | ATomic and Molecular Spectroscopy, Attosecond Pulse Generation, CARS/SRS Microscopy, Environmental Monitoring, Fluorescence Spectroscopy, High-Resolution Spectroscopy, OPCPA Pumping, Pump and Probe Studies, Raman Spectroscopy, Spectroscopy, Surface Sum Frequency Generation, Terahertz Generation | Florescence, Fluorophores Excitation, Molecule, Ti:Sapphire Laser | https://www.coherent.com/lasers/laser/machine-vision-structured-light-lasers/vitara-family |  | 2017-10-12
585 | Vitara-S | Vitara | Laser | Ultrafast | Ultrafast Oscillators | 325 |  | 325 | 325+ | [19 empty] | >325 |  |  | ±0.5 | [5 empty] | No | [19 empty] | 80000 | 80000 | [10 empty] | <20 | [29 empty] | >70 (fixed) |  |  | 50 to 60 |  |  |  | 5A | [30 empty] | 1 |  | <1.5 |  | 120.6 | [8 empty] | <1.3 | [14 empty] | Horizontal | [5 empty] | <0.1 | [28 empty] | 609.6 x 427.5 x 162.4 | [44 empty] | Closed-cycle chiller | [45 empty] | Integrated Verdi-G Pump Laser, PowerTrack Active Optimization | [39 empty] | Integrated and Calibrated Spectrometer, CPC II - Compact Pulse Compressor, PulsePicker | [19 empty] | Applied Physics, Life Sciences, Material Science and Engineering, Physical Chemistry, Physics, Raman Spectrscopy, Terahertz Generation, Time Resolved Luminescence and Spectroscopy, Time-Resolved Spectroscopy | ATomic and Molecular Spectroscopy, Attosecond Pulse Generation, CARS/SRS Microscopy, Environmental Monitoring, Fluorescence Spectroscopy, High-Resolution Spectroscopy, OPCPA Pumping, Pump and Probe Studies, Raman Spectroscopy, Spectroscopy, Surface Sum Frequency Generation, Terahertz Generation | Florescence, Fluorophores Excitation, Molecule, Ti:Sapphire Laser | https://www.coherent.com/lasers/laser/machine-vision-structured-light-lasers/vitara-family |  | 2017-09-01
586 | Vitara-T | Vitara | Laser | Ultrafast | Ultrafast Oscillators | 425, 450, 525 |  | 425 | 525+ | [17 empty] | 525 | >460 | >425 |  |  | ±0.5 | [5 empty] | Yes |  |  |  |  | 790, 765, 755 | 820, 840, 860 | [8 empty] | 765 to 840 | 790 to 820 | 755 to 860 |  |  | 80000 | 80000 | [10 empty] | <12 | [24 empty] | <20 (typically <15) |  |  |  |  | 30 to 125 |  |  | 50 to 60 |  |  |  | 5A | [30 empty] | 2 |  | <1 |  | 120.6 | [8 empty] | <1.3 | [14 empty] | Horizontal | [5 empty] | <0.1 | [28 empty] | 609.6 x 427.5 x 162.4 | [44 empty] | Closed-cycle chiller | [45 empty] | Integrated Verdi-G Pump Laser, PowerTrack Active Optimization, Computer controlled Bandwidth, Computer Tunable Center Wavelength | [39 empty] | Integrated and Calibrated Spectrometer, Carrier to Envelope Phase (CEP) Stabilizer, SynchroLock-AP - Repetition Rate Synchronization, CPC-II - Compact Pulse Compressor, Second Harmonic Generator, PulsePicker | [19 empty] | Applied Physics, Life Sciences, Material Science and Engineering, Physical Chemistry, Physics, Raman Spectrscopy, Terahertz Generation, Time Resolved Luminescence and Spectroscopy, Time-Resolved Spectroscopy | ATomic and Molecular Spectroscopy, Attosecond Pulse Generation, CARS/SRS Microscopy, Environmental Monitoring, Fluorescence Spectroscopy, High-Resolution Spectroscopy, OPCPA Pumping, Pump and Probe Studies, Raman Spectroscopy, Spectroscopy, Surface Sum Frequency Generation, Terahertz Generation | Florescence, Fluorophores Excitation, Molecule, Ti:Sapphire Laser | https://www.coherent.com/lasers/laser/machine-vision-structured-light-lasers/vitara-family |  | 2017-09-01
587 | Vitara-T-HP | Vitara | Laser | Ultrafast | Ultrafast Oscillators | 800, 850, 930 |  | 800 | 930+ | [17 empty] | >930 | >880 | >800 |  |  | ±0.5 | [5 empty] | Yes |  |  |  |  | 795, 775, 765 | 805, 825, 810 | [8 empty] | 775 to 825 | 795 to 805 | 765 to 810 |  |  | 80000 | 80000 | [10 empty] | <15 | [24 empty] | <20 (typically <15) |  |  |  |  | 40 to 100 |  |  | 50 to 60 |  |  |  | 5A | [30 empty] | 2 |  | <1 |  | 120.6 | [8 empty] | <1.3 | [14 empty] | Horizontal | [5 empty] | <0.1 | [28 empty] | 609.6 x 427.5 x 162.4 | [44 empty] | Closed-cycle chiller | [45 empty] | Integrated Verdi-G Pump Laser, PowerTrack Active Optimization, Computer controlled Bandwidth, Computer Tunable Center Wavelength | [39 empty] | Integrated and Calibrated Spectrometer, Carrier to Envelope Phase (CEP) Stabilizer, SynchroLock-AP - Repetition Rate Synchronization, CPC-II - Compact Pulse Compressor, Second Harmonic Generator, PulsePicker | [19 empty] | Applied Physics, Life Sciences, Material Science and Engineering, Physical Chemistry, Physics, Raman Spectrscopy, Terahertz Generation, Time Resolved Luminescence and Spectroscopy, Time-Resolved Spectroscopy | ATomic and Molecular Spectroscopy, Attosecond Pulse Generation, CARS/SRS Microscopy, Environmental Monitoring, Fluorescence Spectroscopy, High-Resolution Spectroscopy, OPCPA Pumping, Pump and Probe Studies, Raman Spectroscopy, Spectroscopy, Surface Sum Frequency Generation, Terahertz Generation | Florescence, Fluorophores Excitation, Molecule, Ti:Sapphire Laser | https://www.coherent.com/lasers/laser/machine-vision-structured-light-lasers/vitara-family |  | 2017-09-01
588 | Vitara-UBB | Vitara | Laser | Ultrafast | Ultrafast Oscillators | 550 |  | 550 | 550+ | [19 empty] | >550 |  |  | ±0.5 | [5 empty] | No | [19 empty] | 80000 | 80000 | [10 empty] | <10 (<8 option) | [29 empty] | <180 to >220 at -10dB |  |  | 50 to 60 |  |  |  | 5A | [30 empty] | 2 |  | <1 |  | 120.6 | [8 empty] | <1.3 | [14 empty] | Horizontal | [5 empty] | <0.1 | [28 empty] | 609.6 x 427.5 x 162.4 | [44 empty] | Closed-cycle chiller | [45 empty] | Integrated Verdi-G Pump Laser, PowerTrack Active Optimization, Computer Controlled Bandwidth | [39 empty] | Integrated and Calibrated Spectrometer | [19 empty] | Applied Physics, Life Sciences, Material Science and Engineering, Physical Chemistry, Physics, Raman Spectrscopy, Terahertz Generation, Time Resolved Luminescence and Spectroscopy, Time-Resolved Spectroscopy | ATomic and Molecular Spectroscopy, Attosecond Pulse Generation, CARS/SRS Microscopy, Environmental Monitoring, Fluorescence Spectroscopy, High-Resolution Spectroscopy, OPCPA Pumping, Pump and Probe Studies, Raman Spectroscopy, Spectroscopy, Surface Sum Frequency Generation, Terahertz Generation | Florescence, Fluorophores Excitation, Molecule, Ti:Sapphire Laser | https://www.coherent.com/lasers/laser/machine-vision-structured-light-lasers/vitara-family |  | 2017-09-01
589 | DF Series | DF Series | Laser | CW | Industrial Fiber & Diode Laser | [32 empty] | No | [313 empty] | Materials Processing | Welding, Heat Treating, Cladding | Carbon Steels, Cast Irons, Stainless Steel, Stainless Steels, Alloys | https://www.coherent.com/lasers/laser/diode-laser-systems-and-fiber-lasers/df-series |  | 2017-09-01
590 | PRC Series | PRC Series | Laser | CW | CO2 |  | 7000000 | 1000000 | 8000000 | [28 empty] | No | [316 empty] | https://www.coherent.com/lasers/main/prc |  | 2017-10-12
591 | CH Series High Power Lasers | CH Series High Power Lasers | Laser | CW | CO2 | [32 empty] | No | [134 empty] | Q Mode, TEM00, D Mode | [181 empty] | https://www.coherent.com/lasers/laser/prc/ch-series-high-power-lasers | No datasheet | 2017-09-01
592 | FH Series High Power Lasers | FH Series High Power Lasers | Laser | CW | CO2 |  | 1000000 | 7000000 | 8000000 | [28 empty] | No | [43 empty] | CW - 5 | CW - 1 | CW - 1 | [48 empty] | 460V/60HZ, 420V/50/60HZ, 380V/50/60HZ | [10 empty] | Q Mode | [52 empty] | 2743 x 1092 x 1097 | [50 empty] | 40GPM/ 152LPM | [35 empty] | 1.25" / 32mm | 1.25" / 32 mm | [69 empty] | https://www.coherent.com/lasers/laser/fh-series-high-power-lasers
593 | FH 7000 | FH Series High Power Lasers | Laser | CW | CO2 | 7000000 | [31 empty] | No | [43 empty] | CW - 5 | CW - 1 | CW - 1 |  | 17500 | [32 empty] | 75.6 | [13 empty] | 460V/60HZ, 420V/50/60HZ, 380V/50/60HZ | [10 empty] | Q Mode | [6 empty] | 3 | [45 empty] | 2743 x 1092 x 1097 | [41 empty] | 210000 BTU/hr | [8 empty] | 40GPM/ 152LPM | [35 empty] | 1.25" / 32mm | 1.25" / 32 mm | 0.5" / 12mm | [6 empty] | 25L/hr (China 50L/hr) | [32 empty] | $9.27/hr | [28 empty] | https://www.coherent.com/lasers/laser/prc/fh-series-high-power-lasers |  | 2017-09-01
594 | FH 8000 | FH Series High Power Lasers | Laser | CW | CO2 | 8000000 | [31 empty] | No | [43 empty] | CW - 5 | CW - 1 | CW - 1 |  | 19500 | [32 empty] | 85.5 | [13 empty] | 460V/60HZ, 420V/50/60HZ, 380V/50/60HZ | [10 empty] | Q Mode | [6 empty] | 3 | [45 empty] | 2743 x 1092 x 1097 | [41 empty] | 239000 BTU/hr | [8 empty] | 40GPM/ 152LPM | [35 empty] | 1.25" / 32mm | 1.25" / 32 mm | 0.5" / 12mm | [6 empty] | 50L/hr | [32 empty] | $9.69/hr | [28 empty] | https://www.coherent.com/lasers/laser/prc/fh-series-high-power-lasers |  | 2017-09-01
595 | PLS Series Lasers | PLS Series Lasers | Laser | CW | CO2 |  | 1500000 | 2500000 | 4000000 | [28 empty] | No | [43 empty] | CW - 5 | CW - 1 | CW - 1 | [48 empty] | 460V/60HZ, 420V/50/60HZ, 380V/50/60HZ | [63 empty] | 2718 x 850 x 879 | [157 empty] | https://www.coherent.com/lasers/laser/prc/pls-series-lasers
596 | PLS 2500 | PLS Series Lasers | Laser | CW | CO2 | 2500000 | [31 empty] | No | [43 empty] | CW - 5 | CW - 1 | CW - 1 |  | 6250 | [32 empty] | 29.6 | [13 empty] | 460V/60HZ, 420V/50/60HZ, 380V/50/60HZ | [10 empty] | TEM00/D Mode | [6 empty] | 1.3/2.0 | [21 empty] | TEM00, D Mode | [23 empty] | 2718 x 850 x 879 | [41 empty] | 89320 BTU/hr | [8 empty] | 18GPM / 68LPM | [35 empty] | 0.625" / 16mm | 0.375" / 10mm | 0.25" / 6 mm | [6 empty] | 10L/hr (China 25L/hr) | [32 empty] | $3.89/hr | [28 empty] | https://www.coherent.com/lasers/laser/prc/pls-series-lasers |  | 2017-09-01
597 | PLS 3000 | PLS Series Lasers | Laser | CW | CO2 | 3000000 | [31 empty] | No | [43 empty] | CW - 5 | CW - 1 | CW - 1 |  | 7500 | [32 empty] | 33 | [13 empty] | 460V/60HZ, 420V/50/60HZ, 380V/50/60HZ | [10 empty] | TEM00/D Mode | [6 empty] | 1.3/2.0 | [21 empty] | TEM00, D Mode | [23 empty] | 2718 x 850 x 879 | [41 empty] | 95771 BTU/hr | [8 empty] | 18GPM / 68LPM | [35 empty] | 0.75" / 20mm | 0.4375" / 11mm | 0.3325 / 8mm | [6 empty] | 10L/hr (China 25L/hr) | [32 empty] | $4.18/hr | [28 empty] | https://www.coherent.com/lasers/laser/prc/pls-series-lasers |  | 2017-09-01
598 | PLS 3300 | PLS Series Lasers | Laser | CW | CO2 | 3300000 | [31 empty] | No | [43 empty] | CW - 5 | CW - 1 | CW - 1 |  | 8250 | [32 empty] | 35 | [13 empty] | 460V/60HZ, 420V/50/60HZ, 380V/50/60HZ | [10 empty] | Q Mode | [6 empty] | 3 | [21 empty] | Q Mode | [23 empty] | 2718 x 850 x 879 | [41 empty] | 103383 BTU/hr | [8 empty] | 20GPM / 76LPM | [35 empty] | 0.75" / 20mm | 0.5" / 12mm | 0.375" / 10mm | [6 empty] | 25L/hr | [32 empty] | $4.47/hr | [28 empty] | https://www.coherent.com/lasers/laser/prc/pls-series-lasers |  | 2017-09-01
599 | PLS 4000 | PLS Series Lasers | Laser | CW | CO2 | 4000000 | [31 empty] | No | [43 empty] | CW - 5 | CW - 1 | CW - 1 |  | 10000 | [32 empty] | 44.6 | [13 empty] | 460V/60HZ, 420V/50/60HZ, 380V/50/60HZ | [10 empty] | Q Mode | [6 empty] | 3 | [21 empty] | Q Mode | [23 empty] | 2718 x 850 x 879 | [41 empty] | 119420 BTU/hr | [8 empty] | 20GPM / 76LPM | [35 empty] | 1.0" / 12mm | 0.375" / 10mm | 0.5" / 12mm | [6 empty] | 25L/hr | [32 empty] | $5.87/hr | [28 empty] | https://www.coherent.com/lasers/laser/prc/pls-series-lasers |  | 2017-09-01
600 | GL Series Lasers | GL Series Lasers | Laser | CW | CO2 |  | 1000000 | 1000000 | 2000000 | [12 empty] | 1 - 100 | [15 empty] | No | [43 empty] | CW - 5 | CW - 1 | CW - 1 | [48 empty] | 460V/60HZ, 420V/50/60HZ, 380V/50/60HZ | [10 empty] | TEM00/D Mode | [52 empty] | 1795 x 737 x1058 | [95 empty] | 10L/hr (China 25L/hr) | [61 empty] | https://www.coherent.com/lasers/laser/prc/gl-series-lasers
601 | GL 1000 | GL Series Lasers | Laser | CW | CO2 | 1000000 | [15 empty] | 1 - 100 | [15 empty] | No | [43 empty] | CW - 5 | CW - 1 | CW - 1 |  | 2500 | [32 empty] | 17.6 | [13 empty] | 460V/60HZ, 420V/50/60HZ, 380V/50/60HZ | [10 empty] | TEM00/D Mode | [6 empty] | 1.3/2.0 | [21 empty] | TEM00, D Mode | [23 empty] | 1795 x 737 x1058 | [41 empty] | 54454 BTU/hr | [8 empty] | 10GPM / 38LPM | [35 empty] | 0.375" / 8mm | 0.125" / 3mm | 0.125" / 3mm | [6 empty] | 10L/hr (China 25L/hr) | [32 empty] | $2.55/hr | [28 empty] | https://www.coherent.com/lasers/laser/prc/gl-series-lasers |  | 2017-09-01
602 | GL 1500 | GL Series Lasers | Laser | CW | CO2 | 1500000 | [15 empty] | 1 - 100 | [15 empty] | No | [43 empty] | CW - 5 | CW - 1 | CW - 1 |  | 3750 | [32 empty] | 21.7 | [13 empty] | 460V/60HZ, 420V/50/60HZ, 380V/50/60HZ | [10 empty] | TEM00/D Mode | [6 empty] | 1.3/2.0 | [21 empty] | TEM00, D Mode | [23 empty] | 1795 x 737 x1058 | [41 empty] | 60250 BTU/hr | [8 empty] | 10GPM / 38LPM | [35 empty] | 0.4375" / 10mm | 0.125" / 3mm | 0.160" / 4mm | [6 empty] | 10L/hr (China 25L/hr) | [32 empty] | $2.72/hr | [28 empty] | https://www.coherent.com/lasers/laser/prc/gl-series-lasers |  | 2017-09-01
603 | GL 2000 | GL Series Lasers | Laser | CW | CO2 | 2000000 | [15 empty] | 1 - 100 | [15 empty] | No | [43 empty] | CW - 5 | CW - 1 | CW - 1 |  | 5000 | [32 empty] | 22.5 | [13 empty] | 460V/60HZ, 420V/50/60HZ, 380V/50/60HZ | [10 empty] | TEM00/D Mode | [6 empty] | 2 | [21 empty] | D Mode | [23 empty] | 1795 x 737 x1058 | [41 empty] | 66700 BTU/hr | [8 empty] | 18GPM / 68LPM | [35 empty] | 0.5" / 12mm | 0.25" / 6mm | 0.200" / 5mm | [6 empty] | 10L/hr (China 25L/hr) | [32 empty] | $2.90/hr | [28 empty] | https://www.coherent.com/lasers/laser/prc/gl-series-lasers |  | 2017-09-01
604 | Corelase | Corelase | Laser |  | Industrial Fiber & Diode Laser |  | 7976000 | 24000 | 8000000 | [28 empty] | Yes | Near IR - IR | 1060 | 1070 | 10 |  |  | <20 | <20 | [11 empty] | <10000 |  | 1000 | 10000 | [59 empty] | <190 | <240 | [28 empty] | <1.4 | [85 empty] | <210 | [114 empty] | Cutting, Welding, Drilling, Cladding, Annealing, Heat Treatment, Transparent Material Scribing, Transparent Material Welding, Thin Film Patterning/Ablation, Optical, Hard, and Decorative Coatings |  |  | https://www.coherent.com/lasers/main/corelase |  | 2017-10-12
605 | H-LASE | H-LASE | Laser |  | Industrial Fiber & Diode Laser |  | 6500000 | 1500000 | 8000000 | [28 empty] | Yes | IR | 1070 |  |  |  |  | 5 | 5 | 1070 ± 5 | [58 empty] | 40 |  |  |  | >38% |  | Integrated power and temperature monitoring sensors | [5 empty] | Dependent on configuration and application | [131 empty] | Water cooling, 5 liter/minute/module, ±25 ±1℃ |  |  |  |  | Water cooling, 25 liter/minute/module, ±25 ± 1℃ | [5 empty] | Water cooling, 1.7 liter/minute/module, ±25 ±1℃ | [53 empty] | 20 | [11 empty] | External optics and coupling units (Optoskand) | [5 empty] | QBH | [21 empty] | https://www.coherent.com/lasers/laser/corelase/h-lase |  | 2018-04-13
606 | H-LASE 1.5 kW | H-LASE | Laser |  | Industrial Fiber & Diode Laser | 1500000 | [31 empty] | Yes | IR | 1070 |  |  |  |  | 5 | 5 | 1070 ± 5 | [58 empty] | 40 |  |  |  | >38% |  | Integrated power and temperature monitoring sensors | [5 empty] | Dependent on configuration and application | [26 empty] | <0.4 | [31 empty] | 20 | 10 | [58 empty] | 45 | [12 empty] | Water cooling, 5 liter/minute/module, ±25 ±1℃ |  |  |  |  | Water cooling, 25 liter/minute/module, ±25 ± 1℃ | [5 empty] | Water cooling, 1.7 liter/minute/module, ±25 ±1℃ | [53 empty] | 20 | [6 empty] | 1 |  |  |  |  | External optics and coupling units (Optoskand) | [5 empty] | QBH | [18 empty] | Cutting, Welding, Drilling, Cladding, Annealing, Heat Treatment |  |  | https://www.coherent.com/lasers/laser/corelase/h-lase |  | 2017-09-01
607 | H-LASE 2kW SM | H-LASE | Laser |  | Industrial Fiber & Diode Laser | 2000000 | [31 empty] | Yes | IR | 1070 |  |  |  |  | 5 | 5 | 1070 ± 5 | [58 empty] | 40 |  |  |  | >38% |  | Integrated power and temperature monitoring sensors | [5 empty] | Dependent on configuration and application | [26 empty] | <0.4 | [31 empty] | 20 | 5 | [58 empty] | 45 | [12 empty] | Water cooling, 5 liter/minute/module, ±25 ±1℃ |  |  |  |  | Water cooling, 25 liter/minute/module, ±25 ± 1℃ | [5 empty] | Water cooling, 1.7 liter/minute/module, ±25 ±1℃ | [53 empty] | 20 | [6 empty] | 1 |  |  |  |  | External optics and coupling units (Optoskand) | [5 empty] | QBH | [21 empty] | https://www.coherent.com/lasers/laser/corelase/h-lase |  | 2017-09-01
608 | H-LASE 2kW MM | H-LASE | Laser |  | Industrial Fiber & Diode Laser | 2000000 | [31 empty] | Yes | IR | 1070 |  |  |  |  | 5 | 5 | 1070 ± 5 | [58 empty] | 40 |  |  |  | >38% |  | Integrated power and temperature monitoring sensors | [5 empty] | Dependent on configuration and application | [26 empty] | <2.5 / <4 | [31 empty] | 50/100 | 20 | [58 empty] | 45 | [12 empty] | Water cooling, 5 liter/minute/module, ±25 ±1℃ |  |  |  |  | Water cooling, 25 liter/minute/module, ±25 ± 1℃ | [5 empty] | Water cooling, 1.7 liter/minute/module, ±25 ±1℃ | [53 empty] | 20 | [6 empty] | 1 |  |  |  |  | External optics and coupling units (Optoskand) | [5 empty] | QBH | [21 empty] | https://www.coherent.com/lasers/laser/corelase/h-lase |  | 2017-09-01
609 | H-LASE 4kW | H-LASE | Laser |  | Industrial Fiber & Diode Laser | 4000000 | [31 empty] | Yes | IR | 1070 |  |  |  |  | 5 | 5 | 1070 ± 5 | [58 empty] | 40 |  |  |  | >38% |  | Integrated power and temperature monitoring sensors | [5 empty] | Dependent on configuration and application | [26 empty] | <2.5 / <4 | [31 empty] | 50/100 | 20 | [58 empty] | 120 | [12 empty] | Water cooling, 5 liter/minute/module, ±25 ±1℃ |  |  |  |  | Water cooling, 25 liter/minute/module, ±25 ± 1℃ | [5 empty] | Water cooling, 1.7 liter/minute/module, ±25 ±1℃ | [53 empty] | 20 | [6 empty] | 2 + combiner |  |  |  |  | External optics and coupling units (Optoskand) | [5 empty] | QBH | [21 empty] | https://www.coherent.com/lasers/laser/corelase/h-lase |  | 2017-09-01
610 | H-LASE 6kW | H-LASE | Laser |  | Industrial Fiber & Diode Laser | 6000000 | [31 empty] | Yes | IR | 1070 |  |  |  |  | 5 | 5 | 1070 ± 5 | [58 empty] | 40 |  |  |  | >38% |  | Integrated power and temperature monitoring sensors | [5 empty] | Dependent on configuration and application | [26 empty] | <4 | [31 empty] | 100 | 20 | [58 empty] | 165 | [12 empty] | Water cooling, 5 liter/minute/module, ±25 ±1℃ |  |  |  |  | Water cooling, 25 liter/minute/module, ±25 ± 1℃ | [5 empty] | Water cooling, 1.7 liter/minute/module, ±25 ±1℃ | [53 empty] | 20 | [6 empty] | 3 + combiner |  |  |  |  | External optics and coupling units (Optoskand) | [5 empty] | QBH | [21 empty] | https://www.coherent.com/lasers/laser/corelase/h-lase |  | 2017-09-01
611 | H-LASE 8kW | H-LASE | Laser |  | Industrial Fiber & Diode Laser | 8000000 | [31 empty] | Yes | IR | 1070 |  |  |  |  | 5 | 5 | 1070 ± 5 | [58 empty] | 40 |  |  |  | >38% |  | Integrated power and temperature monitoring sensors | [5 empty] | Dependent on configuration and application | [26 empty] | <4 | [31 empty] | 100 | 20 | [58 empty] | 210 | [12 empty] | Water cooling, 5 liter/minute/module, ±25 ±1℃ |  |  |  |  | Water cooling, 25 liter/minute/module, ±25 ± 1℃ | [5 empty] | Water cooling, 1.7 liter/minute/module, ±25 ±1℃ | [53 empty] | 20 | [6 empty] | 4 + combiner |  |  |  |  | External optics and coupling units (Optoskand) | [5 empty] | QBH | [21 empty] | https://www.coherent.com/lasers/laser/corelase/h-lase |  | 2017-09-01
612 | X-LASE | X-LASE | Laser | Pulsed | Industrial Fiber & Diode Laser |  | 0 | 24000 | 24000 | [28 empty] | Yes | Near IR | 1060 |  |  |  |  | 20 | 20 | 1060 ± 20 | [28 empty] | 6 | [15 empty] | 0.02 - 0.03, 50% level | [15 empty] | Ethernet, RS232 | [12 empty] | 190 | 240 | 196-240 VAC, 50/60Hz | [27 empty] | <1.4 | [14 empty] | Random | [28 empty] | 2 |  | 189 x 500 x 155 | [22 empty] | 19"/SHU/463 mm | 22 | 500 x 189 x 155 | 16 | [13 empty] | 22 | [15 empty] | Water | [98 empty] | Transparent Material Scribing, Transparent Material Welding, Thin Film Patterning/Ablation, Cutting, Drilling, Optical, Hard, and Decorative Coatings |  |  | https://www.coherent.com/lasers/laser/corelase/x-lase |  | 2018-04-13
613 | X-LASE 24-6 | X-LASE | Laser | Pulsed | Industrial Fiber & Diode Laser | 24000 | [31 empty] | Yes | Near IR | 1060 |  |  |  |  | 20 | 20 | 1060 ± 20 | [10 empty] | 1000, 2000, 3000, 4000 |  | 1000 | 4000 | [14 empty] | 6 | [15 empty] | 0.02 - 0.03, 50% level | [15 empty] | Ethernet, RS232 | [12 empty] | 190 | 240 | 196-240 VAC, 50/60Hz | [27 empty] | <1.4 | [14 empty] | Random | [28 empty] | 2 |  | 189 x 500 x 155 | [22 empty] | 19"/SHU/463 mm | 22 | 500 x 189 x 155 | 16 | [13 empty] | 22 | [15 empty] | Water | [77 empty] | Focused beam output, Autofocusing, Burst mode | [20 empty] | Transparent Material Scribing, Transparent Material Welding, Thin Film Patterning/Ablation, Cutting, Drilling, Optical, Hard, and Decorative Coatings |  |  | https://www.coherent.com/lasers/laser/corelase/x-lase |  | 2017-09-01
614 | X-LASE CoreScriber | X-LASE | Laser | Pulsed | Industrial Fiber & Diode Laser | 24000 | [31 empty] | Yes | Near IR | 1060 |  |  |  |  | 20 | 20 | 1060 ± 20 | [10 empty] | 4000, 6000, 8000, 10000 |  | 4000 | 10000 | [14 empty] | 6 | [15 empty] | 0.02 - 0.03, 50% level | [15 empty] | Ethernet, RS232 | [12 empty] | 190 | 240 | 196-240 VAC, 50/60Hz | [27 empty] | <1.4 | [14 empty] | Random | [28 empty] | 2 |  | 189 x 500 x 155 | [22 empty] | 19"/SHU/463 mm | 22 | 500 x 189 x 155 | 16 | [13 empty] | 22 | [15 empty] | Water | [77 empty] | Microspot optics, Autofocusing, Burst mode | [20 empty] | Transparent Material Scribing, Transparent Material Welding, Thin Film Patterning/Ablation, Cutting, Drilling, Optical, Hard, and Decorative Coatings |  |  | https://www.coherent.com/lasers/laser/corelase/x-lase |  | 2017-09-01
615 | O-LASE | O-LASE |  |  |  |  | 6500000 | 1500000 | 8000000 | [12 empty] | 1 - 100 | [15 empty] | Yes | IR | 1070 |  |  |  |  | 5 | 5 | 1070 ± 5 | [138 empty] | 225/240 0.22 NA, pig tailed | [11 empty] | IU and 440 mm deep, 19" rack | IU and 440 mm deep, 19" rack | [50 empty] | Water cooling, 5 liter/minute/module, +25℃ | Water cooling, 8 liter/minute/module, +25℃ | [10 empty] | Water cooling, 1.7 liter/minute, +25℃ | Water cooling, 2.0 liter/minute, +25℃ | [63 empty] | External optics and coupling units (Optoskand) | >77% (typical > 80%) | [23 empty] | Welding, Cutting, Drilling, Cladding, Annealing, Heat Treatment |  |  | https://www.coherent.com/lasers/laser/corelase/o-lase |  | 2018-04-13
616 | O-LASE 1500 | O-LASE | Laser |  | Industrial Fiber & Diode Laser | 1500000 | [15 empty] | 1 - 100 | [15 empty] | Yes | IR | 1070 |  |  |  |  | 5 | 5 | 1070 ± 5 | [97 empty] | <0.4 | [31 empty] | 20 |  |  |  |  | 10 | QBH |  |  | 225/240 0.22 NA, pig tailed | [11 empty] | IU and 440 mm deep, 19" rack | IU and 440 mm deep, 19" rack | [50 empty] | Water cooling, 5 liter/minute/module, +25℃ | Water cooling, 8 liter/minute/module, +25℃ | [10 empty] | Water cooling, 1.7 liter/minute, +25℃ | Water cooling, 2.0 liter/minute, +25℃ | [57 empty] | 1 |  |  | 12 |  |  | External optics and coupling units (Optoskand) | >77% (typical > 80%) | [23 empty] | Welding, Cutting, Drilling, Cladding, Annealing, Heat Treatment |  |  | https://www.coherent.com/lasers/laser/corelase/o-lase |  | 2017-09-01
617 | O-LASE 2000 SM | O-LASE | Laser |  | Industrial Fiber & Diode Laser | 2000000 | [15 empty] | 1 - 100 | [15 empty] | Yes | IR | 1070 |  |  |  |  | 5 | 5 | 1070 ± 5 | [97 empty] | <0.4 | [31 empty] | 20 |  |  |  |  | 5 | QBH |  |  | 225/240 0.22 NA, pig tailed | [11 empty] | IU and 440 mm deep, 19" rack | IU and 440 mm deep, 19" rack | [50 empty] | Water cooling, 5 liter/minute/module, +25℃ | Water cooling, 8 liter/minute/module, +25℃ | [10 empty] | Water cooling, 1.7 liter/minute, +25℃ | Water cooling, 2.0 liter/minute, +25℃ | [57 empty] | 1 |  |  | 12 |  |  | External optics and coupling units (Optoskand) | >77% (typical > 80%) | [23 empty] | Welding, Cutting, Drilling, Cladding, Annealing, Heat Treatment |  |  | https://www.coherent.com/lasers/laser/corelase/o-lase |  | 2017-09-01
618 | O-LASE 2000 MM | O-LASE | Laser |  | Industrial Fiber & Diode Laser | 2000000 | [15 empty] | 1 - 100 | [15 empty] | Yes | IR | 1070 |  |  |  |  | 5 | 5 | 1070 ± 5 | [97 empty] | <2.5/<4 | [31 empty] | 50/100 |  |  |  |  | 20 | QBH |  |  | 225/240 0.22 NA, pig tailed | [11 empty] | IU and 440 mm deep, 19" rack | IU and 440 mm deep, 19" rack | [50 empty] | Water cooling, 5 liter/minute/module, +25℃ | Water cooling, 8 liter/minute/module, +25℃ | [10 empty] | Water cooling, 1.7 liter/minute, +25℃ | Water cooling, 2.0 liter/minute, +25℃ | [57 empty] | 1 |  |  | 12 |  |  | External optics and coupling units (Optoskand) | >77% (typical > 80%) | [23 empty] | Welding, Cutting, Drilling, Cladding, Annealing, Heat Treatment |  |  | https://www.coherent.com/lasers/laser/corelase/o-lase |  | 2017-09-01
619 | O-LASE 4000 | O-LASE | Laser |  | Industrial Fiber & Diode Laser | 4000000 | [15 empty] | 1 - 100 | [15 empty] | Yes | IR | 1070 |  |  |  |  | 5 | 5 | 1070 ± 5 | [97 empty] | <2.5/<4 | [31 empty] | 50/100 |  |  |  |  | 20 | QBH |  |  | 225/240 0.22 NA, pig tailed | [11 empty] | IU and 440 mm deep, 19" rack | IU and 440 mm deep, 19" rack | [50 empty] | Water cooling, 5 liter/minute/module, +25℃ | Water cooling, 8 liter/minute/module, +25℃ | [10 empty] | Water cooling, 1.7 liter/minute, +25℃ | Water cooling, 2.0 liter/minute, +25℃ | [57 empty] | 2 |  |  | 24 |  |  | External optics and coupling units (Optoskand) | >77% (typical > 80%) | [23 empty] | Welding, Cutting, Drilling, Cladding, Annealing, Heat Treatment |  |  | https://www.coherent.com/lasers/laser/corelase/o-lase |  | 2017-09-01
620 | O-LASE 6000 | O-LASE | Laser |  | Industrial Fiber & Diode Laser | 6000000 | [15 empty] | 1 - 100 | [15 empty] | Yes | IR | 1070 |  |  |  |  | 5 | 5 | 1070 ± 5 | [97 empty] | <4 | [31 empty] | 100 |  |  |  |  | 20 | QBH |  |  | 225/240 0.22 NA, pig tailed | [11 empty] | IU and 440 mm deep, 19" rack | IU and 440 mm deep, 19" rack | [50 empty] | Water cooling, 5 liter/minute/module, +25℃ | Water cooling, 8 liter/minute/module, +25℃ | [10 empty] | Water cooling, 1.7 liter/minute, +25℃ | Water cooling, 2.0 liter/minute, +25℃ | [57 empty] | 3 |  |  | 36 |  |  | External optics and coupling units (Optoskand) | >77% (typical > 80%) | [23 empty] | Welding, Cutting, Drilling, Cladding, Annealing, Heat Treatment |  |  | https://www.coherent.com/lasers/laser/corelase/o-lase |  | 2017-09-01
621 | O-LASE 8000 | O-LASE | Laser |  | Industrial Fiber & Diode Laser | 8000000 | [15 empty] | 1 - 100 | [15 empty] | Yes | IR | 1070 |  |  |  |  | 5 | 5 | 1070 ± 5 | [97 empty] | <4 | [31 empty] | 100 |  |  |  |  | 20 | QD |  |  | 225/240 0.22 NA, pig tailed | [11 empty] | IU and 440 mm deep, 19" rack | IU and 440 mm deep, 19" rack | [50 empty] | Water cooling, 5 liter/minute/module, +25℃ | Water cooling, 8 liter/minute/module, +25℃ | [10 empty] | Water cooling, 1.7 liter/minute, +25℃ | Water cooling, 2.0 liter/minute, +25℃ | [57 empty] | 4 |  |  | 48 |  |  | External optics and coupling units (Optoskand) | >77% (typical > 80%) | [23 empty] | Welding, Cutting, Drilling, Cladding, Annealing, Heat Treatment |  |  | https://www.coherent.com/lasers/laser/corelase/o-lase |  | 2017-09-01
622 | Lasag | Lasag | Laser | Q-Switched, Pulsed | Industrial Fiber & Diode Laser |  | 490000 | 10000 | 500000 | [28 empty] | Yes | Near IR - IR | 1055 | 1070 | 15 | [17 empty] | <50 | <200 | [59 empty] | <100 | <230 |  |  |  |  | <900 | [10 empty] | <6 | [98 empty] | <800 | [114 empty] | Medical and Dental, Precision Engineering, Scribing Applications, Medical Industry, Automotive Industry, Precision Cutting, Medical Industry, Electronics Industry, Scribing, Precision Welding, High-Speed SHADOW Applications, 2D/3D Cutting, Cutting Metal, Automobile Components |  |  | https://www.coherent.com/lasers/main/lasag |  | 2017-10-12
623 | PWS-Mini | Lasag | Laser | Pulsed | Industrial Fiber & Diode Laser | [32 empty] | No | [64 empty] | 50/60 | [12 empty] | 10A (120 VAC), 5A (230 VAC) |  |  |  | 120 VAC-230 VAC (+10 - 15%) | [76 empty] | 828 x 658.1 x 733.3 (?) | [33 empty] | 275 X 170 | 20 |  |  |  |  | 100 | [64 empty] | 150 | 150 | 75 | 3.5 | 3.5 | 3.5 | 12 | 12 | 25 | [14 empty] | 2 for M5 screw (Thompson T-nuts) | [12 empty] | EIA RS274-D standard G & M codes, Multiple programs possible with chaining command, Fanuc - compatible NC code subset (FC controllerd), CAD/CAM compatible | [5 empty] | Class one safety enclosure according to FDA-CDRH/CE, Emergency stop switch on front panel, Two limit switches on each axis of travel, Keylock on electronic control box | [7 empty] | Medical and Dental, Precision Engineering |  |  | https://www.coherent.com/lasers/laser/lasag/pws-mini |  | 2017-09-01
624 | QFS with FLBK SC | Lasag | Laser | Q-Switched, Pulsed | Industrial Fiber & Diode Laser | 50000 | [11 empty] | ±1 | [19 empty] | Yes | Near IR | 1055 | 1070 | 15 | [17 empty] | 50 | 200 | [12 empty] | 150000 - 200000 | [33 empty] | RS 232, digital, TCP, IP, profibus |  |  |  |  | customer supplied | [7 empty] | 100 | 230 |  |  |  |  | 900 |  |  |  | 100-230V ± 10%, 50-60Hz, 1P + E | [29 empty] | 100 | [9 empty] | <0.2 | [13 empty] | 4.7m, non-detachable | [11 empty] | 200 x 540 x 550 | [5 empty] | 600 x 660 x 950 | [10 empty] | 19" rack-mount, 6 HU | 19" rack-mount, 3U | [11 empty] | 200 x 540 x ~550 | 9 |  |  |  |  | ~90 (cabinet), 21 (19" Rack) | digital, RS232 (for configuration) |  |  | 9 | [6 empty] | 10-35 (full power) |  |  |  |  | Air-cooled | [22 empty] | 20-90 (non-condensing) | [8 empty] | CE compliant, FDA compliant |  | diameter > 25 mm, thickness < 60mm | [10 empty] | 0.5/1 | 3 bar typ./6 bar max | dry, oil free compressed air | [21 empty] | torque motor | [12 empty] | CCD camera, Profibus for motor driver unit |  |  |  |  | 60 or 90 | FLBK 46-90/60 OR 44-60/60 OR 25-90/60 |  | IP54 |  |  |  | programmable |  |  |  |  | 45º monocular |  |  |  | Scribing Applications |  |  | https://www.coherent.com/lasers/laser/lasag/qfs-with-flbk-sc |  | 2017-09-01
625 | QFS with FLBK SC (OEM) | Lasag | Laser | Q-Switched, Pulsed | Industrial Fiber & Diode Laser | 50000 | [11 empty] | ±1 | [19 empty] | Yes | Near IR | 1055 | 1070 | 15 | [17 empty] | 50 | 200 | [12 empty] | 150000 - 200000 | [33 empty] | RS 232, digital, TCP, IP, profibus |  |  |  |  | customer supplied | [7 empty] | 100 | 230 |  |  |  |  | 900 |  |  |  | 100-230V ± 10%, 50-60Hz, 1P + E | [29 empty] | 100 | [9 empty] | <0.2 | [13 empty] | 4.7m, non-detachable | [11 empty] | 200 x 540 x 550 | [5 empty] | 600 x 660 x 950 | [10 empty] | 19" rack-mount, 6 HU | 19" rack-mount, 3U | [11 empty] | 200 x 540 x ~550 | 9 |  |  |  |  | ~90 (cabinet), 21 (19" Rack) | digital, RS232 (for configuration) |  |  | 9 | [6 empty] | 10-35 (full power) |  |  |  |  | Air-cooled | [22 empty] | 20-90 (non-condensing) | [8 empty] | CE compliant, FDA compliant |  | diameter > 25 mm, thickness < 60mm | [10 empty] | 0.5/1 | 3 bar typ./6 bar max | dry, oil free compressed air | [21 empty] | torque motor | [12 empty] | CCD camera, Profibus for motor driver unit |  |  |  |  | 60 or 90 | FLBK SC 46-60/60 OR 44-90/60 OR 25-90/60 |  | IP54 |  |  |  | programmable | [8 empty] | Scribing Applications |  |  | https://www.coherent.com/lasers/laser/lasag/qfs-with-flbk-sc |  | 2017-09-01
626 | SLS | Lasag | Laser | Pulsed | Pulsed Nd:YAG solid state laser |  | 40000 | 10000 | 50000 | [28 empty] | Yes | IR | 1064 | [19 empty] | 0.0001 | 0.2 | [41 empty] | 50/60 | [93 empty] | 1000 x 445 x 685 | [46 empty] | 10-35℃ | [27 empty] | 80 | [8 empty] | CE compliant, FDA compliant | 1-phase P/N/E ± 10% | [74 empty] | 2018-04-13
627 | SLS-CL8 | Lasag | Laser | Pulsed | Pulsed Nd:YAG solid state laser | 10000 | [6 empty] | 10 | [11 empty] | 10 | [12 empty] | Yes | IR | 1064 | [19 empty] | 0.0001 | 0.2 | [14 empty] | 8000 | [8 empty] | 1e+8 to 1e+11 | [17 empty] | 50/60 | [21 empty] | 2.2 | [37 empty] | 65 | [16 empty] | 50, 100, 200 | 100, 200 | standard 3, 5, 10, max 80 | [14 empty] | 1000 x 445 x 685 | [39 empty] | 140 | 1.25 | [5 empty] | 10-35℃ |  |  | Built-in water to air chiller | [6 empty] | NA | [17 empty] | 80 | [8 empty] | CE compliant, FDA compliant | 1-phase P/N/E ± 10% | [36 empty] | 110V, 230V | 65 |  |  | 1 | [11 empty] | na | [13 empty] | NA | [5 empty] | https://www.coherent.com/lasers/laser/lasag/sls | Dimensions are not exact for each product (width/height) | 2017-09-01
628 | SLS-CL16 | Lasag | Laser | Pulsed | Pulsed Nd:YAG solid state laser | 50000 | [6 empty] | 50 | [11 empty] | 50 | [12 empty] | Yes | IR | 1064 | [19 empty] | 0.0001 | 0.5 | [14 empty] | 40000 | [8 empty] | 1e+8 to 1e+11 | [17 empty] | 50/60 | [21 empty] | 4 | [37 empty] | 70 | [16 empty] | 100, 200, 400, | 100, 200, 400 | standard 3, 5, 10, max 80 | [14 empty] | 1000 x 450 x 685 | [39 empty] | 180 | 0.5 | [5 empty] | 10-35℃ |  |  | Built-in water to air chiller | [6 empty] | NA | [17 empty] | 80 | [8 empty] | CE compliant, FDA compliant | 3-phase P/N/E ± 10% | [36 empty] | 3 x 200V, 208V, 230V, 380V, 400V, 480V | 70 |  |  | one - six | [11 empty] | na | [13 empty] | NA | [5 empty] | https://www.coherent.com/lasers/laser/lasag/sls | Dimensions are not exact for each product (width/height) | 2017-09-01
629 | SLS-CL60 | Lasag | Laser | Pulsed | Pulsed Nd:YAG solid state laser | 220000 | [6 empty] | 220 | [11 empty] | 220 | [12 empty] | Yes | IR | 1064 | [19 empty] | 0.0001 | 0.5 | [14 empty] | 70000 | [8 empty] | 1e+8 to 2e+11 | [17 empty] | 50/60 | [21 empty] | 11 | [37 empty] | 60 | [16 empty] | 400, 600 | 200, 400 | standard 3, 5, 10, max 80 | [14 empty] | 1000 x 420 x 685 | [39 empty] | 230 | na | [5 empty] | 10-35℃ |  |  | External chiller needed | [6 empty] | 8.5 | [17 empty] | 80 | [8 empty] | CE compliant, FDA compliant | 3-phase P/N/E ± 10% | [36 empty] | 3 x 200V, 208V, 230V, 380V, 400V, 480V | 60 |  |  | one - six | [11 empty] | 4 bar | [13 empty] | 20℃/8 bar | [5 empty] | https://www.coherent.com/lasers/laser/lasag/sls | Dimensions are not exact for each product (width/height) | 2017-09-01
630 | SLS-CL60HP | Lasag | Laser | Pulsed | Pulsed Nd:YAG solid state laser | 300000 | [6 empty] | 300 | [11 empty] | 300 | [12 empty] | Yes | IR | 1064 | [19 empty] | 0.0001 | 0.5 | [14 empty] | 110000 | [8 empty] | 1e+8 to 2e+11 | [17 empty] | 50/60 | [21 empty] | 11 | [37 empty] | 60 | [20 empty] | 400, 600 | [12 empty] | 1000 x 420 x 685 | [39 empty] | 230 | na | [5 empty] | 10-35℃ |  |  | External chiller needed | [6 empty] | 8.5 | [17 empty] | 80 | [8 empty] | CE compliant, FDA compliant | 3-phase P/N/E ± 10% | [36 empty] | 3 x 200V, 208V, 230V, 380V, 400V, 480V | 60 |  |  | one - three | [11 empty] | 4 bar | [13 empty] | 20℃/8 bar | [5 empty] | https://www.coherent.com/lasers/laser/lasag/sls | Dimensions are not exact for each product (width/height) | 2017-09-01
631 | NA | Lasag | Laser | Pulsed | Pulsed Nd:YAG solid state laser |  | 130000 | 20000 | 150000 | [28 empty] | Yes | IR | 1064 | [97 empty] | 6 | [24 empty] | 65 | [55 empty] | 1500 | [10 empty] | 970 | [7 empty] | 0.4 kW + laser beam power | [5 empty] | 10-35℃ | [9 empty] | 14 | [11 empty] | 970 | [5 empty] | 80 | [8 empty] | CE compliant, FDA compliant | 3-phase + ground | [36 empty] | 3 x 200 to 480VAC ± 10% | 65 | [14 empty] | 4 bar | [16 empty] | Medical Industry, Automotive Industry |  |  | https://www.coherent.com/lasers/laser/lasag/na |  | 2018-04-13
632 | NA 100 N | Lasag | Laser | Pulsed | Pulsed Nd:YAG solid state laser | 20000 | [6 empty] | 20 | [24 empty] | Yes | IR | 1064 | [35 empty] | 5000 |  |  |  |  | 0.0001 - 0.004 |  |  |  | 1e+7 to 5e+8 |  | 10 | [50 empty] | 6 | [24 empty] | 65 | [55 empty] | 1500 | [10 empty] | 970 | [7 empty] | 0.4 kW + laser beam power | [5 empty] | 10-35℃ | [9 empty] | 14 | [11 empty] | 970 | [5 empty] | 80 | [8 empty] | CE compliant, FDA compliant | 3-phase + ground | [36 empty] | 3 x 200 to 480VAC ± 10% | 65 | [14 empty] | 4 bar | [16 empty] | Medical Industry, Automotive Industry |  |  | https://www.coherent.com/lasers/laser/lasag/na |  | 2017-09-01
633 | NA 200 N | Lasag | Laser | Pulsed | Pulsed Nd:YAG solid state laser | 28000 | [6 empty] | 28 | [24 empty] | Yes | IR | 1064 | [35 empty] | 7000 |  |  |  |  | 0.0001 - 0.004 |  |  |  | 1e+7 to 5e+8 |  | 14 | [50 empty] | 6 | [24 empty] | 65 | [55 empty] | 1500 | [10 empty] | 970 | [7 empty] | 0.4 kW + laser beam power | [5 empty] | 10-35℃ | [9 empty] | 14 | [11 empty] | 970 | [5 empty] | 80 | [8 empty] | CE compliant, FDA compliant | 3-phase + ground | [36 empty] | 3 x 200 to 480VAC ± 10% | 65 | [14 empty] | 4 bar | [16 empty] | Medical Industry, Automotive Industry |  |  | https://www.coherent.com/lasers/laser/lasag/na |  | 2017-09-01
634 | NA 302 N | Lasag | Laser | Pulsed | Pulsed Nd:YAG solid state laser | 150000 | [6 empty] | 150 | [24 empty] | Yes | IR | 1064 | [35 empty] | 30000 |  |  |  |  | 0.0001 - 0.005 |  |  |  | 1e+8 to 1e+9 |  |  | 30 | [49 empty] | 6 | [24 empty] | 65 | [55 empty] | 1500 | [10 empty] | 970 | [7 empty] | 0.4 kW + laser beam power | [5 empty] | 10-35℃ | [9 empty] | 14 | [11 empty] | 970 | [5 empty] | 80 | [8 empty] | CE compliant, FDA compliant | 3-phase + ground | [36 empty] | 3 x 200 to 480VAC ± 10% | 65 | [14 empty] | 4 bar | [16 empty] | Medical Industry, Automotive Industry |  |  | https://www.coherent.com/lasers/laser/lasag/na |  | 2017-09-01
635 | NA 502 N | Lasag | Laser | Pulsed | Pulsed Nd:YAG solid state laser | 150000 | [6 empty] | 150 | [24 empty] | Yes | IR | 1064 | [35 empty] | 30000 |  |  |  |  | 0.0001 - 0.005 |  |  |  | 1e+8 to 1e+9 |  |  | 30 | [49 empty] | 6 | [24 empty] | 65 | [55 empty] | 1500 | [10 empty] | 970 | [7 empty] | 0.4 kW + laser beam power | [5 empty] | 10-35℃ | [9 empty] | 14 | [11 empty] | 970 | [5 empty] | 80 | [8 empty] | CE compliant, FDA compliant | 3-phase + ground | [36 empty] | 3 x 200 to 480VAC ± 10% | 65 | [14 empty] | 4 bar | [16 empty] | Medical Industry, Automotive Industry |  |  | https://www.coherent.com/lasers/laser/lasag/na |  | 2017-09-01
636 | KLS | Lasag | Laser | Pulsed | Pulsed Nd:YAG solid state laser |  | 235000 | 15000 | 250000 | [28 empty] | Yes | IR | 1064 | [19 empty] | 0.0001 | 5 | [41 empty] | 50/60 | [93 empty] | 1000 x 420 x 735 | [39 empty] | 200 | [6 empty] | 10-35℃ | [9 empty] | 8.5 depending on laser output | [17 empty] | 80 | [8 empty] | CE compliant, FDA compliant | 3-phase + ground ± 10% | [36 empty] | 3 x 200V, 208V, 230V, 380V, 400V, 480V | 60 | [14 empty] | 4 bar | [13 empty] | 20℃/8 bar |  |  | Precision Cutting, Medical Industry, Electronics Industry, Scribing, Precision Welding |  |  | https://www.coherent.com/lasers/laser/lasag/kls |  | 2018-04-13
637 | KLS-040 FC | Lasag | Laser | Pulsed | Pulsed Nd:YAG solid state laser | 15000 | [16 empty] | 0.015 | [14 empty] | Yes | IR | 1064 | [19 empty] | 0.0001 | 5 | [14 empty] | 2000 - 180000 | [8 empty] | 12000000 to 3e+8 | [17 empty] | 50/60 | [34 empty] | 2.5 | [58 empty] | 1000 x 420 x 735 | [39 empty] | 200 | [6 empty] | 10-35℃ | [9 empty] | 8.5 depending on laser output | [17 empty] | 80 | [8 empty] | CE compliant, FDA compliant | 3-phase + ground ± 10% | [36 empty] | 3 x 200V, 208V, 230V, 380V, 400V, 480V | 60 | [14 empty] | 4 bar | [13 empty] | 20℃/8 bar |  |  | Precision Cutting, Medical Industry, Electronics Industry, Scribing, Precision Welding |  |  | https://www.coherent.com/lasers/laser/lasag/kls |  | 2017-09-01
638 | KLS-046 | Lasag | Laser | Pulsed | Pulsed Nd:YAG solid state laser | 100000 | [16 empty] | 0.1 | [14 empty] | Yes | IR | 1064 | [19 empty] | 0.0001 | 1 | [14 empty] | 15000000 | [8 empty] | 2e+7 to 20e+10 | [17 empty] | 50/60 | [34 empty] | 4 | [58 empty] | 1000 x 420 x 735 | [39 empty] | 200 | [6 empty] | 10-35℃ | [9 empty] | 8.5 depending on laser output | [17 empty] | 80 | [8 empty] | CE compliant, FDA compliant | 3-phase + ground ± 10% | [36 empty] | 3 x 200V, 208V, 230V, 380V, 400V, 480V | 60 | [14 empty] | 4 bar | [13 empty] | 20℃/8 bar |  |  | Precision Cutting, Medical Industry, Electronics Industry, Scribing, Precision Welding |  |  | https://www.coherent.com/lasers/laser/lasag/kls |  | 2017-09-01
639 | KLS-102 | Lasag | Laser | Pulsed | Pulsed Nd:YAG solid state laser | 150000 | [16 empty] | 0.15 | [14 empty] | Yes | IR | 1064 | [19 empty] | 0.0001 | 1 | [14 empty] | 30000000 | [8 empty] | 2e+7 to 20e+10 | [17 empty] | 50/60 | [34 empty] | 6 | [58 empty] | 1000 x 420 x 735 | [39 empty] | 200 | [6 empty] | 10-35℃ | [9 empty] | 8.5 depending on laser output | [17 empty] | 80 | [8 empty] | CE compliant, FDA compliant | 3-phase + ground ± 10% | [36 empty] | 3 x 200V, 208V, 230V, 380V, 400V, 480V | 60 | [14 empty] | 4 bar | [13 empty] | 20℃/8 bar |  |  | Precision Cutting, Medical Industry, Electronics Industry, Scribing, Precision Welding |  |  | https://www.coherent.com/lasers/laser/lasag/kls |  | 2017-09-01
640 | KLS-302 | Lasag | Laser | Pulsed | Pulsed Nd:YAG solid state laser | 220000 | [16 empty] | 0.22 | [14 empty] | Yes | IR | 1064 | [19 empty] | 0.0001 | 1 | [14 empty] | 50000000 | [8 empty] | 1e+8 to 20e+10 | [17 empty] | 50/60 | [34 empty] | 6 | [58 empty] | 1000 x 420 x 735 | [39 empty] | 200 | [6 empty] | 10-35℃ | [9 empty] | 8.5 depending on laser output | [17 empty] | 80 | [8 empty] | CE compliant, FDA compliant | 3-phase + ground ± 10% | [36 empty] | 3 x 200V, 208V, 230V, 380V, 400V, 480V | 60 | [14 empty] | 4 bar | [13 empty] | 20℃/8 bar |  |  | Precision Cutting, Medical Industry, Electronics Industry, Scribing, Precision Welding |  |  | https://www.coherent.com/lasers/laser/lasag/kls |  | 2017-09-01
641 | KLS-306 | Lasag | Laser | Pulsed | Pulsed Nd:YAG solid state laser | 220000 | [16 empty] | 0.22 | [14 empty] | Yes | IR | 1064 | [19 empty] | 0.0001 | 1 | [14 empty] | 50000000 | [8 empty] | 1e+8 to 20e+10 | [17 empty] | 50/60 | [34 empty] | 6 | [58 empty] | 1000 x 420 x 735 | [39 empty] | 200 | [6 empty] | 10-35℃ | [9 empty] | 8.5 depending on laser output | [17 empty] | 80 | [8 empty] | CE compliant, FDA compliant | 3-phase + ground ± 10% | [36 empty] | 3 x 200V, 208V, 230V, 380V, 400V, 480V | 60 | [14 empty] | 4 bar | [13 empty] | 20℃/8 bar |  |  | Precision Cutting, Medical Industry, Electronics Industry, Scribing, Precision Welding |  |  | https://www.coherent.com/lasers/laser/lasag/kls |  | 2017-09-01
642 | KLS-502 | Lasag | Laser | Pulsed | Pulsed Nd:YAG solid state laser | 250000 | [16 empty] | 0.25 | [14 empty] | Yes | IR | 1064 | [19 empty] | 0.0001 | 1 | [14 empty] | 50000000 | [8 empty] | 1e+8 to 20e+10 | [17 empty] | 50/60 | [34 empty] | 6 | [58 empty] | 1000 x 420 x 735 | [39 empty] | 200 | [6 empty] | 10-35℃ | [9 empty] | 8.5 depending on laser output | [17 empty] | 80 | [8 empty] | CE compliant, FDA compliant | 3-phase + ground ± 10% | [36 empty] | 3 x 200V, 208V, 230V, 380V, 400V, 480V | 60 | [14 empty] | 4 bar | [13 empty] | 20℃/8 bar |  |  | Precision Cutting, Medical Industry, Electronics Industry, Scribing, Precision Welding |  |  | https://www.coherent.com/lasers/laser/lasag/kls |  | 2017-09-01
643 | FLS CL | Lasag | Laser | Pulsed | Pulsed Nd:YAG solid state laser |  | 100000 | 400000 | 500000 | [28 empty] | Yes | IR | 1064 | [19 empty] | 0.0001 | 1 | [41 empty] | 50/60 | [78 empty] | 5/10, max 80 | [14 empty] | 780 x 1760 x 1410 | [39 empty] | 600 | 0.4 + beam power | [5 empty] | 10-35℃ | [9 empty] | 15 | [17 empty] | 80 | [8 empty] | CE compliant, FDA compliant | 3-phase + ground ± 10% | [34 empty] | energy or time sharing |  | 380V, 400V, 480V | 65 |  |  |  | 1-4 ports | [10 empty] | 4 bar | [13 empty] | 20℃/8 bar |  |  | Welding, High-Speed SHADOW Applications |  |  | https://www.coherent.com/lasers/laser/lasag/fls-cl |  | 2018-04-13
644 | FLS 542CL | Lasag | Laser | Pulsed | Pulsed Nd:YAG solid state laser | 400000 | [6 empty] | 400 | [24 empty] | Yes | IR | 1064 | [19 empty] | 0.0001 | 1 | [14 empty] | 60000000 | [8 empty] | 2e+8 to 1e+11 | [17 empty] | 50/60 | [75 empty] | 400/600 |  |  | 5/10, max 80 | [14 empty] | 780 x 1760 x 1410 | [39 empty] | 600 | 0.4 + beam power | [5 empty] | 10-35℃ | [9 empty] | 15 | [17 empty] | 80 | [8 empty] | CE compliant, FDA compliant | 3-phase + ground ± 10% | [34 empty] | energy or time sharing |  | 380V, 400V, 480V | 65 |  |  |  | 1-4 ports | [10 empty] | 4 bar | [13 empty] | 20℃/8 bar |  |  | Welding, High-Speed SHADOW Applications |  |  | https://www.coherent.com/lasers/laser/lasag/fls-cl |  | 2017-09-01
645 | FLS 542CL-HP | Lasag | Laser | Pulsed | Pulsed Nd:YAG solid state laser | 400000 | [6 empty] | 400 | [24 empty] | Yes | IR | 1064 | [19 empty] | 0.0001 | 1 | [14 empty] | 110000000 | [8 empty] | 2e+8 to 2e+11 | [17 empty] | 50/60 | [75 empty] | 400/600 |  |  | 5/10, max 80 | [14 empty] | 780 x 1760 x 1410 | [39 empty] | 600 | 0.4 + beam power | [5 empty] | 10-35℃ | [9 empty] | 15 | [17 empty] | 80 | [8 empty] | CE compliant, FDA compliant | 3-phase + ground ± 10% | [34 empty] | energy or time sharing |  | 380V, 400V, 480V | 65 |  |  |  | 1-4 ports | [10 empty] | 4 bar | [13 empty] | 20℃/8 bar |  |  | Welding, High-Speed SHADOW Applications |  |  | https://www.coherent.com/lasers/laser/lasag/fls-cl |  | 2017-09-01
646 | FLS 542CL | Lasag | Laser | Pulsed | Pulsed Nd:YAG solid state laser | 500000 | [6 empty] | 500 | [24 empty] | Yes | IR | 1064 | [19 empty] | 0.0001 | 1 | [14 empty] | 70000000 | [8 empty] | 2e+8 to 1e+11 | [17 empty] | 50/60 | [75 empty] | 600 |  |  | 5/10, max 80 | [14 empty] | 780 x 1760 x 1410 | [39 empty] | 600 | 0.4 + beam power | [5 empty] | 10-35℃ | [9 empty] | 15 | [17 empty] | 80 | [8 empty] | CE compliant, FDA compliant | 3-phase + ground ± 10% | [34 empty] | energy or time sharing |  | 380V, 400V, 480V | 65 |  |  |  | 1-4 ports | [10 empty] | 4 bar | [13 empty] | 20℃/8 bar |  |  | Welding, High-Speed SHADOW Applications |  |  | https://www.coherent.com/lasers/laser/lasag/fls-cl |  | 2017-09-01
647 | FLS 542CL-HP | Lasag | Laser | Pulsed | Pulsed Nd:YAG solid state laser | 500000 | [6 empty] | 500 | [24 empty] | Yes | IR | 1064 | [19 empty] | 0.0001 | 1 | [14 empty] | 110000000 | [8 empty] | 2e+8 to 2e+11 | [17 empty] | 50/60 | [75 empty] | 600 |  |  | 5/10, max 80 | [14 empty] | 780 x 1760 x 1410 | [39 empty] | 600 | 0.4 + beam power | [5 empty] | 10-35℃ | [9 empty] | 15 | [17 empty] | 80 | [8 empty] | CE compliant, FDA compliant | 3-phase + ground ± 10% | [34 empty] | energy or time sharing |  | 380V, 400V, 480V | 65 |  |  |  | 1-4 ports | [10 empty] | 4 bar | [13 empty] | 20℃/8 bar |  |  | Welding, High-Speed SHADOW Applications |  |  | https://www.coherent.com/lasers/laser/lasag/fls-cl |  | 2017-09-01
648 | FLS A | Lasag | Laser | Pulsed | Pulsed Nd:YAG solid state laser |  | 50000 | 150000 | 200000 | [28 empty] | Yes | IR | 1064 | [19 empty] | 0.0001 | 0.5 | [41 empty] | 50/60 | [134 empty] | 0.4 + laser beam power | [5 empty] | 10-35℃ | [27 empty] | 80 | [8 empty] | CE compliant, FDA compliant | 3-phase + ground ± 10% | [36 empty] | 360V, 400V, 480V | 65 | [14 empty] | 4 bar | [13 empty] | 20℃/8 bar |  |  | 2D/3D Cutting, Cutting Metal, Automobile Components |  |  | https://www.coherent.com/lasers/laser/lasag/fls-a |  | 2018-04-13
649 | FLS 352A | Lasag | Laser | Pulsed | Pulsed Nd:YAG solid state laser | 150000 | [6 empty] | 150 | [10 empty] | 20 | [13 empty] | Yes | IR | 1064 | [19 empty] | 0.0001 | 0.5 | [14 empty] | 50000000 | [8 empty] | 1e+8 to 3e+9 | [17 empty] | 50/60 | [47 empty] | 17 to 20 | [45 empty] | 750 x 1550 x 1265 | [39 empty] | 600 | 0.4 + laser beam power | [5 empty] | 10-35℃ | [9 empty] | 10 | [17 empty] | 80 | [8 empty] | CE compliant, FDA compliant | 3-phase + ground ± 10% | [36 empty] | 360V, 400V, 480V | 65 | [14 empty] | 4 bar | [13 empty] | 20℃/8 bar |  |  | 2D/3D Cutting, Cutting Metal, Automobile Components |  |  | https://www.coherent.com/lasers/laser/lasag/fls-a |  | 2017-09-01
650 | FLS 352A-HB | Lasag | Laser | Pulsed | Pulsed Nd:YAG solid state laser | 200000 | [6 empty] | 200 | [10 empty] | 16 | [13 empty] | Yes | IR | 1064 | [19 empty] | 0.0001 | 0.5 | [14 empty] | 40000000 | [8 empty] | 1e+8 to 3e+9 | [17 empty] | 50/60 | [47 empty] | 8 to 10 | [45 empty] | 750 x 1550 x 1265 | [39 empty] | 600 | 0.4 + laser beam power | [5 empty] | 10-35℃ | [9 empty] | 10 | [17 empty] | 80 | [8 empty] | CE compliant, FDA compliant | 3-phase + ground ± 10% | [36 empty] | 360V, 400V, 480V | 65 | [14 empty] | 4 bar | [13 empty] | 20℃/8 bar |  |  | 2D/3D Cutting, Cutting Metal, Automobile Components |  |  | https://www.coherent.com/lasers/laser/lasag/fls-a |  | 2017-09-01
651 | FLS 652A | Lasag | Laser | Pulsed | Pulsed Nd:YAG solid state laser | 500000 | [6 empty] | 500 | [10 empty] | 50 | [13 empty] | Yes | IR | 1064 | [19 empty] | 0.0001 | 0.5 | [14 empty] | 120000000 | [8 empty] | 1e+8 to 2e+10 | [17 empty] | 50/60 | [47 empty] | >=25 | [45 empty] | 750 x 2200 x 1265 | [39 empty] | 800 | 0.4 + laser beam power | [5 empty] | 10-35℃ | [9 empty] | 19 | [17 empty] | 80 | [8 empty] | CE compliant, FDA compliant | 3-phase + ground ± 10% | [36 empty] | 360V, 400V, 480V | 65 | [14 empty] | 4 bar | [13 empty] | 20℃/8 bar |  |  | 2D/3D Cutting, Cutting Metal, Automobile Components |  |  | https://www.coherent.com/lasers/laser/lasag/fls-a |  | 2017-09-01
652 | QFS 50 |  |  |  | Pulsed Nd:YAG solid state laser |  | 0 | 50000 | 50000 | [28 empty] | Yes | Near IR | 1055 | 1070 | 15 | [17 empty] | 50 | 200 | [51 empty] | customer supplied | [7 empty] | 100 | 230 |  |  |  |  | 900 |  |  |  | 100-230V ± 10%, 50-60Hz, 1P+E | [29 empty] | 100 | [9 empty] | <0.2 | [13 empty] | 4.7m, non-detachable | [11 empty] | 200 x 540 x 550 |  |  | 600 x 660 x 950 | [13 empty] | 19" rack-mount, 6HU | 19" rack-mount, 3U | [11 empty] | 200 x 540 x ~550 (w x h x d) | 9 |  |  |  |  | ~90 (cabinet), 21 (19" rack) | digital/RS232 (for configuration) | RS232/digital/TCP/IP/Profibus |  | 9 | [6 empty] | 10-35℃ |  |  |  |  | air-cooled | [22 empty] | 20 to 90 (non condensing) | [8 empty] | CE compliant, FDA compliant |  | diameter > 25mm, thickness < 60mm | [10 empty] | 0.5/1 | 3 bar typ./6 bar max | dry, oil free compressed air | [14 empty] | ±1 | [6 empty] | torque motor | [17 empty] | 60 or 90 | FLBK 46-90/60 or 44-60/60 or 25-90/60 |  | IP54 |  |  |  | programmable |  |  |  |  | 45º monocular |  |  |  | Scribing Automobiles |  |  | https://www.coherent.com/lasers/laser/lasag/qfs-50 |  | 2018-04-13
653 | QFS 50 | Lasag | Laser | Q-Switched, Pulsed | Pulsed Nd:YAG solid state laser | 50000 | [31 empty] | Yes | Near IR | 1055 | 1070 | 15 | [17 empty] | 50 | 200 | [12 empty] | 150000 to 200000 | [38 empty] | customer supplied | [7 empty] | 100 | 230 |  |  |  |  | 900 |  |  |  | 100-230V ± 10%, 50-60Hz, 1P+E | [29 empty] | 100 | [9 empty] | <0.2 | [13 empty] | 4.7m, non-detachable | [11 empty] | 200 x 540 x 550 |  |  | 600 x 660 x 950 | [13 empty] | 19" rack-mount, 6HU | 19" rack-mount, 3U | [11 empty] | 200 x 540 x ~550 (w x h x d) | 9 |  |  |  |  | ~90 (cabinet), 21 (19" rack) | digital/RS232 (for configuration) | RS232/digital/TCP/IP/Profibus |  | 9 | [6 empty] | 10-35℃ |  |  |  |  | air-cooled | [22 empty] | 20 to 90 (non condensing) | [8 empty] | CE compliant, FDA compliant |  | diameter > 25mm, thickness < 60mm | [10 empty] | 0.5/1 | 3 bar typ./6 bar max | dry, oil free compressed air | [14 empty] | ±1 | [6 empty] | torque motor | [12 empty] | CCD camera, Profibus for motor driver unit |  |  |  |  | 60 or 90 | FLBK 46-90/60 or 44-60/60 or 25-90/60 |  | IP54 |  |  |  | programmable |  |  |  |  | 45º monocular |  |  |  | Scribing Automobiles |  |  | https://www.coherent.com/lasers/laser/lasag/qfs-50 |  | 2017-09-01
654 | QFS 50 (OEM) | Lasag | Laser | Q-Switched, Pulsed | Pulsed Nd:YAG solid state laser | 50000 | [31 empty] | Yes | Near IR | 1055 | 1070 | 15 | [17 empty] | 50 | 200 | [12 empty] | 150000 to 200000 | [38 empty] | customer supplied | [7 empty] | 100 | 230 |  |  |  |  | 900 |  |  |  | 100-230V ± 10%, 50-60Hz, 1P+E | [29 empty] | 100 | [9 empty] | <0.2 | [13 empty] | 4.7m, non-detachable | [11 empty] | 200 x 540 x 550 |  |  | 600 x 660 x 950 | [13 empty] | 19" rack-mount, 6HU | 19" rack-mount, 3U | [11 empty] | 200 x 540 x ~550 (w x h x d) | 9 |  |  |  |  | ~90 (cabinet), 21 (19" rack) | digital/RS232 (for configuration) | RS232/digital/TCP/IP/Profibus |  | 9 | [6 empty] | 10-35℃ |  |  |  |  | air-cooled | [22 empty] | 20 to 90 (non condensing) | [8 empty] | CE compliant, FDA compliant |  | diameter > 25mm, thickness < 60mm | [10 empty] | 0.5/1 | 3 bar typ./6 bar max | dry, oil free compressed air | [14 empty] | ±1 | [6 empty] | torque motor | [17 empty] | 60 or 90 | FLBK 46-90/60 or 44-60/60 or 25-90/60 |  | IP54 |  |  |  | programmable |  |  |  |  | 45º monocular |  |  |  | Scribing Automobiles |  |  | https://www.coherent.com/lasers/laser/lasag/qfs-50 |  | 2017-09-01
655 | Lee Lasers | Lee Lasers | Laser | CW | DPSS |  | 395000 | 5000 | 400000 | [28 empty] | Yes | Visible - IR | 532 | 1064 | 532 | [83 empty] | <4000 | <2020 | [10 empty] | <3.5 |  | <1 | [10 empty] | <31 | [21 empty] | Multimode, TEM00 | [63 empty] | <60 | [117 empty] | https://www.coherent.com/lasers/main/lee-lasers |  | 2017-10-12
656 | LDP-100TQG-DP | Lee Lasers | Laser | CW | DPSS | 10000, 12000 | 2000 | 10000 | 12000 |  |  |  | 10, 12, 10 | [24 empty] | Yes | Visible | 532 | [35 empty] | 2000, 1200, 500 | [16 empty] | 22, 12, 3.3 | [7 empty] | 5000, 10000, 20000 | [13 empty] | 2kW, maximum with water/water cooler | [10 empty] | 2000 | [11 empty] | 0.8 |  | 1.5 | [25 empty] | Linear | [8 empty] | TEM00 | [48 empty] | 830 x 600 x 850 (water/water cooled) | [24 empty] | City water, 16 I/m @ 15℃ max temp, Optional city-water cooled refrigerated chiller requires city water, 8 I/m @ 25℃ max temp | [9 empty] | 18-30 | [11 empty] | 10 to 90%, non-condensing | [57 empty] | 21 H x 22.9 W x 127 L cm | [11 empty] | 220 ± 10% VAC, 1-phase, 50/60Hz, 20A | [13 empty] | https://www.coherent.com/lasers/laser/lee-lasers/ldp-100tqg-dp |  | 2017-09-01
657 | LDP-100TQ | Lee Lasers | Laser | CW | DPSS | 15000, 18000 | 3000 | 15000 | 18000 |  |  |  | 18, 15, 15 | [24 empty] | Yes | IR | 1064 | [35 empty] | 1500, 800 | [15 empty] | 150, 250 | 10, 3 | [7 empty] | 10000, 20000 | [13 empty] | 2kW, maximum with water/water cooler | [10 empty] | 2000 | [11 empty] | 1 |  | 1.6 | [10 empty] | 1.2 | [14 empty] | Random | [8 empty] | TEM00 | [48 empty] | 830 x 600 x 850 (water/water cooled) | [24 empty] | City water, 16 I/m @ 15℃ max temp, Optional city-water cooled refrigerated chiller requires city water, 8 I/m @ 25℃ max temp | [9 empty] | 18-33 | [11 empty] | 10 to 90%, non-condensing | [57 empty] | 21 H x 22.9 W x 152.4 L cm | [11 empty] | 220 ± 10% VAC, 1-phase, 50/60Hz, 20A | [13 empty] | https://www.coherent.com/lasers/laser/lee-lasers/ldp-100tqg-dp |  | 2017-09-01
658 | LDP-100MQG | Lee Lasers | Laser | CW | DPSS | 40000, 48000, 50000 | 10000 | 40000 | 50000 |  |  |  | 40, 50, 48 | [24 empty] | Yes | Visible | 532 | [35 empty] | 8000, 5000, 2400 | [15 empty] | 150, 200, 325 | 53.3, 25, 7.4 | [7 empty] | 5000, 10000, 20000 | [13 empty] | 2kW, maximum with water/water cooler | [10 empty] | 2000 | [11 empty] | <2 |  | 4 | [25 empty] | Linear | [8 empty] | Multimode | [48 empty] | 770 x 600 x 850 (water/water cooler) | [24 empty] | City water, 16 I/m @ 15℃ max temp, Optional city-water cooled refrigerated chiller requires city water, 8 I/m @ 25℃ max temp | [9 empty] | 18-30 | [11 empty] | 10 to 90%, non-condensing | [57 empty] | 21 H x 22.9 W x 129 L cm | [11 empty] | 220 ± 10% VAC, 1-phase, 50/60Hz, 30A | [13 empty] | https://www.coherent.com/lasers/laser/lee-lasers/ldp-100mqg |  | 2017-09-01
659 | LDP-100MQ | Lee Lasers | Laser | CW | DPSS | 70000, 100000 | 30000 | 70000 | 100000 |  |  |  | 100, 70 | [24 empty] | Yes | IR | 1064 | [51 empty] | 200 | 35 | [7 empty] | 10000 | [13 empty] | 2kW, maximum with water/water cooler | [10 empty] | 2000 | [11 empty] | <2 |  | 6 | [25 empty] | Random | [8 empty] | Multimode | [48 empty] | 770 x 600 x 860 (water/water cooler) | [24 empty] | City water, 16 I/m @ 15℃ max temp, Optional city-water cooled refrigerated chiller requires city water, 8 I/m @ 25℃ max temp | [9 empty] | 18-33 | [11 empty] | 10 to 90%, non-condensing | [57 empty] | 21 H x 22.9 W x 100 L cm | [11 empty] | 220 ± 10% VAC, 1-phase, 50/60Hz, 20A | [13 empty] | https://www.coherent.com/lasers/laser/lee-lasers/ldp-100mq |  | 2017-09-01
660 | LDP-200MQU-HP-Dual | Lee Lasers | Laser | CW | DPSS | 90000, 100000 | 10000 | 90000 | 100000 |  |  |  | 90, 100, 100, 90, 90 | [24 empty] | Yes | UV | 355 | [35 empty] | 12000, 10000, 6700, 4500, 1800 | [9 empty] | <=109000, <=91000, <=48000, <=25000, <=10000 | [5 empty] | <=110, <=120, <=140, <=180, <=180 | [8 empty] | 7500, 10000, 15000, 20000, 50000 | [13 empty] | 2.3kW, maximum | [10 empty] | 2300 | [11 empty] | 2 |  | 4 | [34 empty] | Multimode | [42 empty] | 1524 x 500 x 203 | [5 empty] | 2@770 x 600 x 850 | [24 empty] | City water cooled, 24 L/min at 15℃ max temp. >2.5 bar (35 psi) pressure | [9 empty] | 18 - 30 | [5 empty] | 5 to 60 | [5 empty] | 10 to 90%, non-condensing | [69 empty] | 220 ± 10% VAC, 1-phase, 50/60 Hz, 30A | [13 empty] | https://www.coherent.com/lasers/laser/lee-lasers/ldp-200mqu-hp-dual |  | 2017-09-01
661 | LDP-200MQU-HP | Lee Lasers | Laser | CW | DPSS | 45000, 50000, 55000 | 10000 | 45000 | 55000 |  |  |  | 50, 55, 50, 45, 45 | [24 empty] | Yes | UV | 355 | [35 empty] | 6700, 5500, 3300, 2250, 900 | [9 empty] | <=74100, <=55000, <=23800, <=13200, <=5000 | [5 empty] | <=90, <=100, <=140, <=170, <=180 | [8 empty] | 7500, 10000, 15000, 20000, 50000 | [13 empty] | 2.3kW, maximum | [10 empty] | 2300 | [11 empty] | 2 |  | 4 | [34 empty] | Multimode | [42 empty] | 1524 x 241 x 203 | [5 empty] | 770 x 600 x 850 | [24 empty] | City water cooled, 24 L/min at 15℃ max temp. >2.5 bar (35 psi) pressure | [9 empty] | 18 - 30 | [5 empty] | 5 to 60 | [5 empty] | 10 to 90%, non-condensing | [69 empty] | 220 ± 10% VAC, 1-phase, 50/60 Hz, 30A | [13 empty] | https://www.coherent.com/lasers/laser/lee-lasers/ldp-200mqu-hp |  | 2017-09-01
662 | LDP-100MQU | Lee Lasers | Laser | CW | DPSS | 5000, 6000, 8000, 11000, 12000 | 7000 | 5000 | 12000 |  |  |  | 8, 11, 12, 6, 5 | [24 empty] | Yes | UV | 355 | [35 empty] | 1600, 1500, 1200, 300, 170 | [9 empty] | 15.200, 11700, 7500, 1100, 420 | [5 empty] | 105, 125, 160, 270, 400 | [8 empty] | 5000, 7500, 10000, 20000, 30000 | [13 empty] | 2kW, maximum | [10 empty] | 2000 | [11 empty] | 1 |  | 2.5 | [34 empty] | Multimode | [48 empty] | 770 x 600 x 850 | [24 empty] | City water cooled, 8 L/min at 15℃ max. temp. >2.5 bar (35 psi) pressure, Self-contained, refrigerated chiller optionally available. 1-kW heat vented into room. Maximum ambient operating temperature 30℃ | [105 empty] | https://www.coherent.com/lasers/laser/lee-lasers/ldp-100mqu |  | 2017-09-01
663 | Monaco | Monaco | Laser | Ultrafast | DPSS |  | 20000 | 20000 | 40000 | [28 empty] | Yes | Visible - Near IR | 517 | 1035 | 518 |  |  | 5 | 5 | [11 empty] | 1000 | 1000 | [66 empty] | 48VDC, <500 | [11 empty] | 2.7 ± 0.3 |  | <1 | [60 empty] | 377.8 x 192.1 x 82.6 | 32 | [149 empty] | Complex Layer Processing, Glass Cutting & Drilling, OPA Pumping, Ophthalmic, Precise Metal Marking & Cutting, Thin-Film Ablation, Wafer Scribing, Stent Fabrication | Cutting, Drilling, Scribing, Marking | Glass, Polymer, Cobalt-Based Superalloys, Stainless Steels Alloys, Gold | https://www.coherent.com/lasers/laser/industrial-short-pulse-lasers/femtosecond-lasers/monaco |  | 2017-10-12
664 | Monaco 1035-40 | Monaco | Laser | Ultrafast | DPSS | 40000 | [31 empty] | Yes | Near IR | 1035 |  |  |  |  | 5 | 5 | [5 empty] | <350 fs to >10 ps | [5 empty] | 1000 | Single-shot to 1 MHz, higher rep rates without AOM pulsepicking: 1 to 50 MHz standard | [18 empty] | <2 | [13 empty] | <0.00035 | [33 empty] | 48VDC, <500 | [11 empty] | 2.7 ± 0.3 |  | <1 | [13 empty] | >85 | [5 empty] | ±25 over 8 hours | [5 empty] | >100:1 | Vertical, ±3º | [5 empty] | TEM00 | [27 empty] | 377.8 x 192.1 x 82.6 | 32 | [54 empty] | 10 to 30 |  |  | -20 to 60 |  |  |  | -20 to 60 | 5 to 65 |  | Cold Start: <45 min, Warm Start: <15 min |  |  |  |  | <=90, non-condensing | [18 empty] | RS-232, Ethernet, USB | [60 empty] | Complex Layer Processing, Glass Cutting & Drilling, OPA Pumping, Ophthalmic, Precise Metal Marking & Cutting, Thin-Film Ablation, Wafer Scribing, Stent Fabrication | Cutting, Drilling, Scribing, Marking | Glass, Polymer, Cobalt-Based Superalloys, Stainless Steels Alloys, Gold | https://www.coherent.com/lasers/laser/industrial-short-pulse-lasers/femtosecond-lasers/monaco |  | 2017-09-01
665 | Monaco 1035-80 | Monaco | Laser | Ultrafast | DPSS | 40000 | [31 empty] | Yes | Near IR | 1035 |  |  |  |  | 5 | 5 | [5 empty] | <350 fs to >10 ps | [5 empty] | 1000 | Single-shot to 1 MHz, higher rep rates without AOM pulsepicking: 1 to 50 MHz standard | [18 empty] | <2 | [13 empty] | <0.00035 | [33 empty] | 48VDC, <500 | [11 empty] | 2.7 ± 0.3 |  | <1 | [13 empty] | >85 | [5 empty] | ±25 over 8 hours | [5 empty] | >100:1 | Vertical, ±3º | [5 empty] | TEM00 | [27 empty] | 377.8 x 192.1 x 82.6 | 32 | [54 empty] | 10 to 30 |  |  | -20 to 60 |  |  |  | -20 to 60 | 5 to 65 |  | Cold Start: <45 min, Warm Start: <15 min |  |  |  |  | <=90, non-condensing | [18 empty] | RS-232, Ethernet, USB | [60 empty] | Complex Layer Processing, Glass Cutting & Drilling, OPA Pumping, Ophthalmic, Precise Metal Marking & Cutting, Thin-Film Ablation, Wafer Scribing, Stent Fabrication | Cutting, Drilling, Scribing, Marking | Glass, Polymer, Cobalt-Based Superalloys, Stainless Steels Alloys, Gold | https://www.coherent.com/lasers/laser/industrial-short-pulse-lasers/femtosecond-lasers/monaco |  | 2017-09-01
666 | Monaco 517-20 | Monaco | Laser | Ultrafast | DPSS | 20000 | [31 empty] | Yes | Visible | 517 |  |  |  |  | 5 | 5 | [11 empty] | 1000 | Single-shot to 1 MHz, higher rep rates without AOM pulsepicking: 1 to 50 MHz standard | [18 empty] | <2 | [13 empty] | <0.00035 | [33 empty] | 48VDC, <500 | [11 empty] | 2.0 ± 0.2 |  | <1 | [13 empty] | >85 | [5 empty] | ±25 over 8 hours | [5 empty] | >100:1 | Vertical, ±3º | [5 empty] | TEM00 | [27 empty] | 377.8 x 192.1 x 82.6 | 32 | [54 empty] | 10 to 30 |  |  | -20 to 60 |  |  |  | -20 to 60 | 5 to 65 |  | Cold Start: <45 min, Warm Start: <15 min |  |  |  |  | <=90, non-condensing | [18 empty] | RS-232, Ethernet, USB | [60 empty] | Complex Layer Processing, Glass Cutting & Drilling, OPA Pumping, Ophthalmic, Precise Metal Marking & Cutting, Thin-Film Ablation, Wafer Scribing, Stent Fabrication | Cutting, Drilling, Scribing, Marking | Glass, Polymer, Cobalt-Based Superalloys, Stainless Steels Alloys, Gold | https://www.coherent.com/lasers/laser/industrial-short-pulse-lasers/femtosecond-lasers/monaco |  | 2017-09-01
667 | Monaco 517-30 | Monaco | Laser | Ultrafast | DPSS | 20000 | [31 empty] | Yes | Visible | 517 |  |  |  |  | 5 | 5 | [11 empty] | 1000 | Single-shot to 1 MHz, higher rep rates without AOM pulsepicking: 1 to 50 MHz standard | [18 empty] | <2 | [13 empty] | <0.00035 | [33 empty] | 48VDC, <500 | [11 empty] | 2.0 ± 0.2 |  | <1 | [13 empty] | >85 | [5 empty] | ±25 over 8 hours | [5 empty] | >100:1 | Vertical, ±3º | [5 empty] | TEM00 | [27 empty] | 377.8 x 192.1 x 82.6 | 32 | [54 empty] | 10 to 30 |  |  | -20 to 60 |  |  |  | -20 to 60 | 5 to 65 |  | Cold Start: <45 min, Warm Start: <15 min |  |  |  |  | <=90, non-condensing | [18 empty] | RS-232, Ethernet, USB | [60 empty] | Complex Layer Processing, Glass Cutting & Drilling, OPA Pumping, Ophthalmic, Precise Metal Marking & Cutting, Thin-Film Ablation, Wafer Scribing, Stent Fabrication | Cutting, Drilling, Scribing, Marking | Glass, Polymer, Cobalt-Based Superalloys, Stainless Steels Alloys, Gold | https://www.coherent.com/lasers/laser/industrial-short-pulse-lasers/femtosecond-lasers/monaco |  | 2017-09-01
668 | FLARE NX | FLARE NX | Laser | Pulsed | Q-Switched DPSS | [32 empty] | Yes | Deep UV - Near IR | 343 | 1030 | 687 |  |  | <! | <1 | [14 empty] | 2 | [59 empty] | 24 | 24 | [15 empty] | On request |  | <1.2 | [10 empty] | <1.2 | [21 empty] | TEM00 | [27 empty] | 155.6 x 93.5 x 38.25 | 1.25 | [149 empty] | Scientific, Life Sciences, Laser Induced Fluorescence Spectroscopy, MALDI-TOF Spectroscopy, Laser Micro Dissection, LIDAR, Inspection and Process Including Environmental Control, Materials Processing | Atomic and Molecular Spectroscopy, Bio-Medical Research | Atom, Molecule, Fluorescence Excitation | https://www.coherent.com/lasers/laser/industrial-short-pulse-lasers/nanosecond-lasers/flare-nx |  | 2017-10-12
669 | FLARE NX 1030-1.0-2 | FLARE NX | Laser | Pulsed | Q-Switched DPSS | [32 empty] | Yes | Near IR | 1030 |  |  |  |  | 1 | 1 | [14 empty] | 2 |  |  | up to 2 | [11 empty] | >500 |  |  |  | <±5 | [11 empty] | 1.45 ± 0.2 | [28 empty] | 24 | 24 | [15 empty] | On request |  | <1.2 | [10 empty] | <1.2 |  | >90 | [12 empty] | >100:1, Vertical ±5º | [6 empty] | TEM00 | [16 empty] | 1 | 160 x 130 x 45 | 0.75 | [8 empty] | 155.6 x 93.5 x 38.25 | 1.25 | [37 empty] | <=40 |  |  |  |  | 15 to 35 | [13 empty] | 15 to 45 | [5 empty] | -20 to 50 |  | <2.5 |  |  |  |  | <80 |  |  |  | <±1 | <±1 |  |  | RS-232 | [19 empty] | Digital, OEM | [51 empty] | Scientific, Life Sciences, Laser Induced Fluorescence Spectroscopy, MALDI-TOF Spectroscopy, Laser Micro Dissection, LIDAR, Inspection and Process Including Environmental Control, Materials Processing | Atomic and Molecular Spectroscopy, Bio-Medical Research | Atom, Molecule, Fluorescence Excitation | https://www.coherent.com/lasers/laser/industrial-short-pulse-lasers/nanosecond-lasers/flare-nx |  | 2017-09-01
670 | FLARE NX 515-0.6-2 | FLARE NX | Laser | Pulsed | Q-Switched DPSS | [32 empty] | Yes | Visible | 515 |  |  |  |  | 0.5 | 0.5 | [14 empty] | 2 |  |  | up to 2 | [11 empty] | >300 |  |  |  | <±5 | [11 empty] | 1.15 ± 0.2 | [28 empty] | 24 | 24 | [15 empty] | On request |  | <1.2 | [10 empty] | <1.2 |  | >90 | [12 empty] | >100:1, Vertical ±5º | [6 empty] | TEM00 | [16 empty] | 1 | 160 x 130 x 45 | 0.75 | [8 empty] | 155.6 x 93.5 x 38.25 | 1.25 | [37 empty] | <=40 |  |  |  |  | 15 to 35 | [13 empty] | 15 to 45 | [5 empty] | -20 to 50 |  | <2.5 |  |  |  |  | <80 |  |  |  | <±1 | <±1 |  |  | RS-232 | [19 empty] | Digital, OEM | [51 empty] | Scientific, Life Sciences, Laser Induced Fluorescence Spectroscopy, MALDI-TOF Spectroscopy, Laser Micro Dissection, LIDAR, Inspection and Process Including Environmental Control, Materials Processing | Atomic and Molecular Spectroscopy, Bio-Medical Research | Atom, Molecule, Fluorescence Excitation | https://www.coherent.com/lasers/laser/industrial-short-pulse-lasers/nanosecond-lasers/flare-nx |  | 2017-09-01
671 | FLARE NX 343-0.2-2 | FLARE NX | Laser | Pulsed | Q-Switched DPSS | [32 empty] | Yes | Deep UV | 343 |  |  |  |  | 0.5 | 0.5 | [14 empty] | 2 |  |  | up to 2 | [11 empty] | >100 |  |  |  | <±5 | [11 empty] | 1.0 ± 0.2 | [28 empty] | 24 | 24 | [15 empty] | On request |  | <1.2 | [10 empty] | <1.2 |  | >90 | [12 empty] | >100:1, Vertical ±5º | [6 empty] | TEM00 | [16 empty] | 1 | 160 x 130 x 45 | 0.75 | [8 empty] | 155.6 x 93.5 x 38.25 | 1.25 | [37 empty] | <=40 |  |  |  |  | 15 to 35 | [13 empty] | 15 to 45 | [5 empty] | -20 to 50 |  | <2.5 |  |  |  |  | <80 |  |  |  | <±1 | <±1 |  |  | RS-232 | [19 empty] | Digital, OEM | [51 empty] | Scientific, Life Sciences, Laser Induced Fluorescence Spectroscopy, MALDI-TOF Spectroscopy, Laser Micro Dissection, LIDAR, Inspection and Process Including Environmental Control, Materials Processing | Atomic and Molecular Spectroscopy, Bio-Medical Research | Atom, Molecule, Fluorescence Excitation | https://www.coherent.com/lasers/laser/industrial-short-pulse-lasers/nanosecond-lasers/flare-nx |  | 2017-09-01
672 | Revolution | Revolution | Laser | Pulsed | Q-Switched DPSS |  | 65000 | 15000 | 80000 | [28 empty] | Yes | Visible | 527 | [20 empty] | 10 | [59 empty] | 200 | 240 | [15 empty] | 3 |  | <8 | [10 empty] | <=27 | [21 empty] | Multimode | [27 empty] | 487.9 x 140.3 x 215.9 | 19 | [149 empty] | Ti:Sapphire Pumping, Materials Processing, Semiconductor Annealing, Flow Visualization |  |  | https://www.coherent.com/lasers/laser/diode-pumped-solid-state-lasers/pulsed-q-switched/revolution-lasers |  | 2017-10-12
673 | REVOLUTION-20 | Revolution | Laser | Pulsed | Q-Switched DPSS | 15000, 20000, 20000 | 5000 | 15000 | 20000 |  |  | 15000 at 1 kHz, 20000 at 5 kHz, 20000 at 10 kHz | [25 empty] | Yes | Visible | 527 | [20 empty] | 10 |  |  |  |  | single-shot to 10 kHz |  |  |  |  | 15 at 1kHz, 4 at 5 kHz, 2 at 10kHz | [19 empty] | <0.5 | <250 at 1 kHz | [28 empty] | 200 | 240 | 200 to 240 VAC, ±10%, single-phase, 50 to 60Hz | 60Hz 188 to 253 VAC, 50Hz 216to 264 VAC, 50Hz 180 to 220 VAC, 12A Max single phase | [13 empty] | 3 |  | <8 | [10 empty] | <=23 |  |  | >80 | [9 empty] | 3 |  | Horizontal, >100:1 | [6 empty] | Multimode | [15 empty] | 75 | [11 empty] | 487.9 x 140.3 x 215.9 | 19 | [23 empty] | 14 | [9 empty] | 3 | [30 empty] | Standby Mode: <10 min, Cold Start: <30 min | [63 empty] | Extended Umbilical Options, Extended Water Hose Options, Side Output Option, Water-to-Water Heat Exchanger Option | [20 empty] | Ti:Sapphire Pumping, Materials Processing, Semiconductor Annealing, Flow Visualization |  |  | https://www.coherent.com/lasers/laser/diode-pumped-solid-state-lasers/pulsed-q-switched/revolution-lasers |  | 2017-09-01
674 | REVOLUTION-25 | Revolution | Laser | Pulsed | Q-Switched DPSS | 22000, 35000, 35000 | 13000 | 22000 | 35000 |  |  | 22000 at 1 kHz, 35000 at 5 kHz, 35000 at 10 kHz | [25 empty] | Yes | Visible | 527 | [20 empty] | 10 |  |  |  |  | single-shot to 10 kHz |  |  |  |  | 22 at 1 kHz, 7 at 5 kHz, 3.5 at 10 kHz | [19 empty] | <0.5 | <250 at 1 kHz | [28 empty] | 200 | 240 | 200 to 240 VAC, ±10%, single-phase, 50 to 60Hz | 60Hz 188 to 253 VAC, 50Hz 216to 264 VAC, 50Hz 180 to 220 VAC, 12A Max single phase | [13 empty] | 3 |  | <8 | [10 empty] | <=23 |  |  | >80 | [9 empty] | 3 |  | Horizontal, >100:1 | [6 empty] | Multimode | [15 empty] | 75 | [11 empty] | 487.9 x 140.3 x 215.9 | 19 | [23 empty] | 14 | [9 empty] | 3 | [30 empty] | Standby Mode: <10 min, Cold Start: <30 min | [63 empty] | Extended Umbilical Options, Extended Water Hose Options, Side Output Option, Water-to-Water Heat Exchanger Option | [20 empty] | Ti:Sapphire Pumping, Materials Processing, Semiconductor Annealing, Flow Visualization |  |  | https://www.coherent.com/lasers/laser/diode-pumped-solid-state-lasers/pulsed-q-switched/revolution-lasers |  | 2017-09-01
675 | REVOLUTION-50 | Revolution | Laser | Pulsed | Q-Switched DPSS | 30000, 50000, 50000 | 20000 | 30000 | 50000 |  |  | 30000 at 1 kHz, 50000 at 5 kHz, 50000 at 10 kHz | [25 empty] | Yes | Visible | 527 | [20 empty] | 10 |  |  |  |  | single-shot to 10 kHz |  |  |  |  | 30 at 1 kHz, 10 at 5 kHz, 5 at 10 kHz | [19 empty] | <0.5 | <200 at 1 kHz | [28 empty] | 200 | 240 | 200 to 240 VAC, ±10%, single-phase, 50 to 60Hz | 60Hz 188 to 253 VAC, 50Hz 216to 264 VAC, 50Hz 180 to 220 VAC, 12A Max single phase | [13 empty] | 3 |  | <8 | [10 empty] | <=25 |  |  | >80 | [9 empty] | 3 |  | Horizontal, >100:1 | [6 empty] | Multimode | [15 empty] | 75 | [11 empty] | 487.9 x 140.3 x 215.9 | 19 | [23 empty] | 14 | [9 empty] | 3 | [30 empty] | Standby Mode: <10 min, Cold Start: <30 min | [63 empty] | Extended Umbilical Options, Extended Water Hose Options, Side Output Option, Water-to-Water Heat Exchanger Option | [20 empty] | Ti:Sapphire Pumping, Materials Processing, Semiconductor Annealing, Flow Visualization |  |  | https://www.coherent.com/lasers/laser/diode-pumped-solid-state-lasers/pulsed-q-switched/revolution-lasers |  | 2017-09-01
676 | REVOLUTION-65 | Revolution | Laser | Pulsed | Q-Switched DPSS | 38000, 65000, 65000 | 27000 | 38000 | 65000 |  |  | 38000 at 1 kHz, 65000 at 5 kHz, 65000 at 10 kHz | [25 empty] | Yes | Visible | 527 | [20 empty] | 10 |  |  |  |  | single-shot to 10 kHz |  |  |  |  | 38 at 1 kHz, 13 at 5 kHz, 6.5 at 10 kHz | [19 empty] | <0.5 | <150 at 1 kHz | [28 empty] | 200 | 240 | 200 to 240 VAC, ±10%, single-phase, 50 to 60Hz | 60Hz 188 to 253 VAC, 50Hz 216to 264 VAC, 50Hz 180 to 220 VAC, 12A Max single phase | [13 empty] | 3 |  | <8 | [10 empty] | <=25 |  |  | >80 | [9 empty] | 3 |  | Horizontal, >100:1 | [6 empty] | Multimode | [15 empty] | 75 | [11 empty] | 487.9 x 140.3 x 215.9 | 19 | [23 empty] | 14 | [9 empty] | 3 | [30 empty] | Standby Mode: <10 min, Cold Start: <30 min | [63 empty] | Extended Umbilical Options, Extended Water Hose Options, Side Output Option, Water-to-Water Heat Exchanger Option, High Repetition Rate (10kHz to 40 kHz) Configuration | [20 empty] | Ti:Sapphire Pumping, Materials Processing, Semiconductor Annealing, Flow Visualization |  |  | https://www.coherent.com/lasers/laser/diode-pumped-solid-state-lasers/pulsed-q-switched/revolution-lasers |  | 2017-09-01
677 | REVOLUTION-80 | Revolution | Laser | Pulsed | Q-Switched DPSS | 45000, 80000, 80000 | 35000 | 45000 | 80000 |  |  | 45000 at 1 kHz, 80000 at 5 kHz, 80000 at 10 kHz | [25 empty] | Yes | Visible | 527 | [20 empty] | 10 |  |  |  |  | single-shot to 10 kHz |  |  |  |  | 45 at 1 kHz, 16 at 5 kHz, 8 at 10 kHz | [19 empty] | <0.5 | <150 at 1 kHz | [28 empty] | 200 | 240 | 200 to 240 VAC, ±10%, single-phase, 50 to 60Hz | 60Hz 188 to 253 VAC, 50Hz 216to 264 VAC, 50Hz 180 to 220 VAC, 12A Max single phase | [13 empty] | 3 |  | <8 | [10 empty] | <=27 |  |  | >80 | [9 empty] | 3 |  | Horizontal, >100:1 | [6 empty] | Multimode | [15 empty] | 75 | [11 empty] | 487.9 x 140.3 x 215.9 | 19 | [23 empty] | 14 | [9 empty] | 3 | [30 empty] | Standby Mode: <10 min, Cold Start: <30 min | [63 empty] | Extended Umbilical Options, Extended Water Hose Options, Side Output Option, Water-to-Water Heat Exchanger Option, High Repetition Rate (10kHz to 40 kHz) Configuration | [20 empty] | Ti:Sapphire Pumping, Materials Processing, Semiconductor Annealing, Flow Visualization |  |  | https://www.coherent.com/lasers/laser/diode-pumped-solid-state-lasers/pulsed-q-switched/revolution-lasers |  | 2017-09-01
678 | Mephisto/Mephisto S | Mephisto Lasers | Laser | CW | DPSS |  | 41980 | 20 | 42000 | [28 empty] | Yes | Visible - IR | 532 | 1064 | 532 | [108 empty] | <1.3 | [21 empty] | TEM00 | [28 empty] | <28 | [149 empty] | Gravitational Wave Studies, Atom Cooling and Trapping, High Power Laser Locking & Speeding, Optical Metrology, Optical Heterodyning & Coherent Communication, Quantum Optics Studies, Spectrscopy, Non-Linear Optics Studies |  |  | https://www.coherent.com/lasers/main/diode-pumped-solid-state-lasers/continuous-wave-cw/mephisto-lasers |  | 2017-10-12
679 | Mephisto | Mephisto Lasers | Laser | CW | DPSS | 500, 1000, 2000, 200, 500, 800 | 1800 | 200 | 2000 | [28 empty] | Yes | IR | 1064 | 1319 | 255 | [7 empty] | ~1 | [51 empty] | ~1 | [48 empty] | <1.1 | <1.1 | [20 empty] | TEM00 |  |  | ~105 | [14 empty] | 345 x 340 x 135 | 9.2 | [8 empty] | 200 x 150 x 113 | 3.9 | [38 empty] | ~1 | -3 | 30 | [29 empty] | 100 | ~1 | ±65 |  |  |  | >1 | [10 empty] | single-frequency | [6 empty] | <0.03 | [33 empty] | Extended Tuning Range (ETR), Fiber coupling (>60% coupling efficiency), Fast amplitude modulation (FAM) option available for Mephisto | [10 empty] | <-140 | [9 empty] | Gravitational Wave Studies, Atom Cooling and Trapping, High Power Laser Locking & Speeding, Optical Metrology, Optical Heterodyning & Coherent Communication, Quantum Optics Studies, Spectrscopy |  |  | https://www.coherent.com/lasers/laser/diode-pumped-solid-state-lasers/continuous-wave-cw/mephisto-lasers/mephisto-mephisto-s |  | 2017-09-01
680 | Mephisto S | Mephisto Lasers | Laser | CW | DPSS | 200, 500 | 300 | 200 | 500 | [28 empty] | Yes | IR | 1064 | [9 empty] | kHz range | [51 empty] | ~2 | [48 empty] | <1.1 | <1.1 | [20 empty] | TEM00 |  |  | ~95 | [14 empty] | 345 x 340 x 135 | 9.2 | [8 empty] | 175 x 121 x 97 | 2.6 | [38 empty] | ~1 | -3 | 30 | [29 empty] | 100 | ~1 | ±65 |  |  |  | >1 | [10 empty] | single-frequency | [6 empty] | <0.2 | [33 empty] | Extended Tuning Range (ETR), Fiber coupling (>60% coupling efficiency), Fast amplitude modulation (FAM) option available for Mephisto | [10 empty] | <-120 | [9 empty] | Gravitational Wave Studies, Atom Cooling and Trapping, High Power Laser Locking & Speeding, Optical Metrology, Optical Heterodyning & Coherent Communication, Quantum Optics Studies, Spectrscopy |  |  | https://www.coherent.com/lasers/laser/diode-pumped-solid-state-lasers/continuous-wave-cw/mephisto-lasers/mephisto-mephisto-s |  | 2017-09-01
681 | Mephisto MOPA | Mephisto Lasers | Laser | CW | DPSS | 8000, 25000, 42000 | 34000 | 8000 | 42000 | [28 empty] | Yes | IR | 1064 | [9 empty] | ~1 | [51 empty] | ~1 | [48 empty] | <1.3 | <1.1 | [20 empty] | TEM00 |  |  | ~105 | [24 empty] | 386 x 381 x 117 | 26 |  | 90 x 340 x 235 | 135 x 420 x 450 | 4.2 | 11.9 to 13.1 |  |  | 386 x 381 x 117 |  | 26 | [28 empty] | ~1 | -3 | 30 | [8 empty] | 300 to 600 |  |  |  | Water cooling | [11 empty] | >3 | <4 | 25 |  |  | 100 | ~1 | ±65 |  |  |  | >1 | [10 empty] | single-frequency | [6 empty] | <0.06 | [33 empty] | Frequency doubled MOPA version available upon request | [10 empty] | <-130 | [9 empty] | Atom Cooling and Transportation, Gravitational Wave Studies, Non-Linear Optics Studies, Quantun Optics Studies, Spectroscopy |  |  | https://www.coherent.com/lasers/laser/diode-pumped-solid-state-lasers/continuous-wave-cw/mephisto-lasers/mephisto-mopa |  | 2017-09-01
682 | Mephisto MOPA | Mephisto Lasers | Laser | CW | DPSS | 55000 | [31 empty] | Yes | IR | 1064 | [9 empty] | ~1 | [100 empty] | <1.3 | <1.1 | [20 empty] | TEM00 |  |  | ~105 | [24 empty] | 386 x 461 x 117 | 28 |  | 90 x 340 x 235 | 135 x 420 x 450 | 4.2 | 11.9 to 13.1 |  |  |  | 386 x 461 x 117 |  | 28 | [27 empty] | ~1 | -3 | 30 | [8 empty] | 300 to 600 |  |  |  | Water cooling | [11 empty] | >3 | <4 | 25 |  |  | 100 | ~1 | ±65 |  |  |  | >1 | [10 empty] | single-frequency | [6 empty] | <0.06 | [33 empty] | Frequency doubled MOPA version available upon request | [10 empty] | <-130 | [9 empty] | Atom Cooling and Transportation, Gravitational Wave Studies, Non-Linear Optics Studies, Quantun Optics Studies, Spectroscopy |  |  | https://www.coherent.com/lasers/laser/diode-pumped-solid-state-lasers/continuous-wave-cw/mephisto-lasers/mephisto-mopa |  | 2017-09-01
683 | Prometheus | Mephisto Lasers | Laser | CW | DPSS | 20,50, 100 | 80 | 20 | 100 | [28 empty] | Yes | Visible | 532 | [9 empty] | ~1 | [51 empty] | ~2 | [48 empty] | <1.2 | <1.3 | [20 empty] | TEM00 |  |  | ~105 | [14 empty] | 135 x 340 x 345 | 9.2 | [8 empty] | 337 x 150 x 113 | 6.8 | [38 empty] | 1 | -6 | 60 | [29 empty] | 100 | ~2 | ±65 and ±130 |  |  |  | >1 | [10 empty] | single-frequency | [6 empty] | <0.06 | [44 empty] | <-135 |  |  |  |  | single-path |  |  |  |  | Absolute Frequency, Calibration, Optical Hterodyning and Coherent Communication, Optical Metrology, Quantun Optics Studies, Spectroscopy |  |  | https://www.coherent.com/lasers/laser/diode-pumped-solid-state-lasers/continuous-wave-cw/mephisto-lasers/prometheus |  | 2017-09-01
684 | Prometheus | Mephisto Lasers | Laser | CW | DPSS | 500, 1000, 1500 | 1000 | 500 | 1500 | [28 empty] | Yes | IR | 1064 | [9 empty] | ~1 | [51 empty] | ~2 | [48 empty] | <1.2 | <1.3 | [20 empty] | TEM00 |  |  | ~105 | [14 empty] | 135 x 340 x 345 | 9.2 | [8 empty] | 337 x 150 x 113 | 6.8 | [38 empty] | 1 | -6 | 60 | [29 empty] | 100 | ~2 | ±65 and ±130 |  |  |  | >1 | [10 empty] | single-frequency | [6 empty] | <0.06 | [44 empty] | <-135 |  |  |  |  | single-path |  |  |  |  | Absolute Frequency, Calibration, Optical Hterodyning and Coherent Communication, Optical Metrology, Quantun Optics Studies, Spectroscopy |  |  | https://www.coherent.com/lasers/laser/diode-pumped-solid-state-lasers/continuous-wave-cw/mephisto-lasers/prometheus |  | 2017-09-01
685 | HELIOS | HELIOS | Laser | CW | Q-Switched DPSS |  | 4500 | 1500 | 6000 | [28 empty] | Yes | Visible - IR | 532 | 1064 | 532 | [78 empty] | 24 | 24 | [15 empty] | <3.5 | [12 empty] | <1.25 | [21 empty] | TEM00 | [28 empty] | <9.5 | [149 empty] | Scientific, Life Sciences, Materials Processing, Microelectronics | Atomic and Molecular Spectroscopy, Bio-Medical Research, Dicing/Scribing, Marking | Atom, Molecule, Fluorescence Excitation, Ceramic, FPD, Glass, Metal, Polymer, Sapphire, Solar Cell/Panel, Plastic, Silicon, Electronics, Hard Disk, Indent Card, LCD, Medical Device, Mask, Memory | https://www.coherent.com/lasers/laser/industrial-short-pulse-lasers/helios |  | 2017-10-12
686 | HELIOS 1064-2.5-50 | HELIOS | Laser | CW | Q-Switched DPSS | 2500 | [31 empty] | Yes | IR | 1064 | [32 empty] | 50 |  |  | >50 | [12 empty] | Single-shot to 70 |  |  | <0.79 | [28 empty] | 24 ± 2 | 24 ± 2 | [15 empty] | 3.5 | [12 empty] | <1.25 | [14 empty] | >50:1, vertical | [6 empty] | TEM00 | [13 empty] | none | [13 empty] | 270 x 128 x 177 | 9.5 | [5 empty] | integrated | integrated | [35 empty] | 20 to 30 | [13 empty] | 15 to 45 | [5 empty] | -10 to 50 | [6 empty] | <80 | [25 empty] | Between sequential pulses, gating mode: <±2, Trigger to laser pulse, single pulse triggering: <±2 | Type A | [52 empty] | Scientific, Life Sciences, Materials Processing, Microelectronics | Atomic and Molecular Spectroscopy, Bio-Medical Research, Dicing/Scribing, Marking | Atom, Molecule, Fluorescence Excitation, Ceramic, FPD, Glass, Metal, Polymer, Sapphire, Solar Cell/Panel, Plastic, Silicon, Electronics, Hard Disk, Indent Card, LCD, Medical Device, Mask, Memory | https://www.coherent.com/lasers/laser/industrial-short-pulse-lasers/helios |  | 2017-09-01
687 | HELIOS 1064-5-50 | HELIOS | Laser | CW | Q-Switched DPSS | 5000 | [31 empty] | Yes | IR | 1064 | [32 empty] | 50 |  |  | >100 | [12 empty] | Single-shot to 70 |  |  | <0.69 | [28 empty] | 24 ± 2 | 24 ± 2 | [15 empty] | 2.5 | [12 empty] | <1.25 | [14 empty] | >50:1, vertical | [6 empty] | TEM00 | [13 empty] | 1 | [13 empty] | 257 x 128 x 104 | 5.6 | [5 empty] | 130 x 150 x 45 | 1.4 | [35 empty] | 20 to 30 | [13 empty] | 15 to 45 | [5 empty] | -10 to 50 | [6 empty] | <80 | [25 empty] | Between sequential pulses, gating mode: <±2, Trigger to laser pulse, single pulse triggering: <±5 | Type B | [52 empty] | Scientific, Life Sciences, Materials Processing, Microelectronics | Atomic and Molecular Spectroscopy, Bio-Medical Research, Dicing/Scribing, Marking | Atom, Molecule, Fluorescence Excitation, Ceramic, FPD, Glass, Metal, Polymer, Sapphire, Solar Cell/Panel, Plastic, Silicon, Electronics, Hard Disk, Indent Card, LCD, Medical Device, Mask, Memory | https://www.coherent.com/lasers/laser/industrial-short-pulse-lasers/helios |  | 2017-09-01
688 | HELIOS 1064-6-125 | HELIOS | Laser | CW | Q-Switched DPSS | 6000 | [31 empty] | Yes | IR | 1064 | [32 empty] | 125 |  |  | >45 | [12 empty] | Single-shot to 125 |  |  | <0.95 | [28 empty] | 24 ± 2 | 24 ± 2 | [15 empty] | 2.5 | [12 empty] | <1.25 | [14 empty] | >50:1, vertical | [6 empty] | TEM00 | [13 empty] | 1 | [13 empty] | 257 x 128 x 104 | 5.6 | [5 empty] | 130 x 150 x 45 | 1.4 | [35 empty] | 20 to 30 | [13 empty] | 15 to 45 | [5 empty] | -10 to 50 | [6 empty] | <80 | [25 empty] | Between sequential pulses, gating mode: <±2, Trigger to laser pulse, single pulse triggering: <±5 | Type B | [52 empty] | Scientific, Life Sciences, Materials Processing, Microelectronics | Atomic and Molecular Spectroscopy, Bio-Medical Research, Dicing/Scribing, Marking | Atom, Molecule, Fluorescence Excitation, Ceramic, FPD, Glass, Metal, Polymer, Sapphire, Solar Cell/Panel, Plastic, Silicon, Electronics, Hard Disk, Indent Card, LCD, Medical Device, Mask, Memory | https://www.coherent.com/lasers/laser/industrial-short-pulse-lasers/helios |  | 2017-09-01
689 | HELIOS 532-1-50 | HELIOS | Laser | CW | Q-Switched DPSS | 1000 | [31 empty] | Yes | Visible | 532 | [32 empty] | 50 |  |  | >20 | [12 empty] | Single-shot to 70 |  |  | <0.69 | [28 empty] | 24 ± 2 | 24 ± 2 | [15 empty] | 2 | [12 empty] | <1.25 | [14 empty] | >50:1, vertical | [6 empty] | TEM00 | [13 empty] | none | [13 empty] | 270 x 128 x 177 | 9.5 | [5 empty] | integrated | integrated | [35 empty] | 20 to 30 | [13 empty] | 15 to 45 | [5 empty] | -10 to 50 | [6 empty] | <80 | [25 empty] | Between sequential pulses, gating mode: <±2, Trigger to laser pulse, single pulse triggering: <±2 | Type A | [52 empty] | Scientific, Life Sciences, Materials Processing, Microelectronics | Atomic and Molecular Spectroscopy, Bio-Medical Research, Dicing/Scribing, Marking | Atom, Molecule, Fluorescence Excitation, Ceramic, FPD, Glass, Metal, Polymer, Sapphire, Solar Cell/Panel, Plastic, Silicon, Electronics, Hard Disk, Indent Card, LCD, Medical Device, Mask, Memory | https://www.coherent.com/lasers/laser/industrial-short-pulse-lasers/helios |  | 2017-09-01
690 | HELIOS 532-1.5-50 | HELIOS | Laser | CW | Q-Switched DPSS | 1500 | [31 empty] | Yes | Visible | 532 | [32 empty] | 50 |  |  | >30 | [12 empty] | Single-shot to 70 |  |  | <0.69 | [28 empty] | 24 ± 2 | 24 ± 2 | [15 empty] | 2 | [12 empty] | <1.25 | [14 empty] | >50:1, vertical | [6 empty] | TEM00 | [13 empty] | none | [13 empty] | 270 x 128 x 177 | 9.5 | [5 empty] | integrated | integrated | [35 empty] | 20 to 30 | [13 empty] | 15 to 45 | [5 empty] | -10 to 50 | [6 empty] | <80 | [25 empty] | Between sequential pulses, gating mode: <±2, Trigger to laser pulse, single pulse triggering: <±2 | Type A | [52 empty] | Scientific, Life Sciences, Materials Processing, Microelectronics | Atomic and Molecular Spectroscopy, Bio-Medical Research, Dicing/Scribing, Marking | Atom, Molecule, Fluorescence Excitation, Ceramic, FPD, Glass, Metal, Polymer, Sapphire, Solar Cell/Panel, Plastic, Silicon, Electronics, Hard Disk, Indent Card, LCD, Medical Device, Mask, Memory | https://www.coherent.com/lasers/laser/industrial-short-pulse-lasers/helios |  | 2017-09-01
691 | HELIOS 532-3-50 | HELIOS | Laser | CW | Q-Switched DPSS | 3000 | [31 empty] | Yes | Visible | 532 | [32 empty] | 50 |  |  | >60 | [12 empty] | Single-shot to 70 |  |  | 0.69 | [28 empty] | 24 ± 2 | 24 ± 2 | [15 empty] | 2 | [12 empty] | <1.25 | [14 empty] | >50:1, vertical | [6 empty] | TEM00 | [13 empty] | 1 | [13 empty] | 257 x 128 x 104 | 5.6 | [5 empty] | 130 x 150 x 45 | 1.4 | [35 empty] | 20 to 30 | [13 empty] | 15 to 45 | [5 empty] | -10 to 50 | [6 empty] | <80 | [25 empty] | Between sequential pulses, gating mode: <±2, Trigger to laser pulse, single pulse triggering: <±5 | Type B | [52 empty] | Scientific, Life Sciences, Materials Processing, Microelectronics | Atomic and Molecular Spectroscopy, Bio-Medical Research, Dicing/Scribing, Marking | Atom, Molecule, Fluorescence Excitation, Ceramic, FPD, Glass, Metal, Polymer, Sapphire, Solar Cell/Panel, Plastic, Silicon, Electronics, Hard Disk, Indent Card, LCD, Medical Device, Mask, Memory | https://www.coherent.com/lasers/laser/industrial-short-pulse-lasers/helios |  | 2017-09-01
692 | HELIOS 532-4-125 | HELIOS | Laser | CW | Q-Switched DPSS | 3750 | [31 empty] | Yes | Visible | 532 | [32 empty] | 125 |  |  | >30 | [12 empty] | Single-shot to 125 |  |  | <0.85 | [28 empty] | 24 ± 2 | 24 ± 2 | [15 empty] | 2 | [12 empty] | <1.25 | [14 empty] | >50:1, vertical | [6 empty] | TEM00 | [13 empty] | 1 | [13 empty] | 257 x 128 x 104 | 5.6 | [5 empty] | 130 x 150 x 45 | 1.4 | [35 empty] | 20 to 30 | [13 empty] | 15 to 45 | [5 empty] | -10 to 50 | [6 empty] | <80 | [25 empty] | Between sequential pulses, gating mode: <±2, Trigger to laser pulse, single pulse triggering: <±5 | Type B | [52 empty] | Scientific, Life Sciences, Materials Processing, Microelectronics | Atomic and Molecular Spectroscopy, Bio-Medical Research, Dicing/Scribing, Marking | Atom, Molecule, Fluorescence Excitation, Ceramic, FPD, Glass, Metal, Polymer, Sapphire, Solar Cell/Panel, Plastic, Silicon, Electronics, Hard Disk, Indent Card, LCD, Medical Device, Mask, Memory | https://www.coherent.com/lasers/laser/industrial-short-pulse-lasers/helios |  | 2017-09-01
693 | LAMBDA SX | LAMBDA SX | Laser | Pulsed | Excimer |  | 185000 | 315000 | 500000 | [28 empty] | Yes | Deep UV | 248 | 308 | 60 | [18 empty] | <0.5 | [135 empty] | 2800 x 850 x 2083 | [39 empty] | <2200 | [114 empty] | Ink-Jet Nozzle Drilling, 3D-Structuring, Roll-To-Roll Circuit Patterning, Pulsed Laser Deposition, Automotive Cylinder, Hardening, Excimer Laser Annealing, Sequential Lateral, Solidification | Ablation-Material Removal | Ceramic, Glass, Polymer, Plastic, Metal, Semiconductor | https://www.coherent.com/lasers/laser/excimer-lasers-and-applications/lambda-sx |  | 2017-10-12
694 | Lambda SX K300 | LAMBDA SX | Laser | Pulsed | Excimer | 300000 | [12 empty] | 300 | [18 empty] | Yes | Deep UV | 248 | [20 empty] | 0.3 |  | 1000 | [11 empty] | 32 ± 5 | [21 empty] | <=1.2 | [11 empty] | 19 kVA, 3-phase, 400 VAC, 50/60 Hz | [29 empty] | 34 ± 3.5 x 14 ± 2 | <=4.5 x 1.5 | [56 empty] | 2800 x 850 x 2083 | [39 empty] | 2000 | [11 empty] | Water, 1 to 25 I/min. (0.3 to 6.6 gal/min), 10 to 15℃ | [39 empty] | 40 | [62 empty] | Ink-Jet Nozzle Drilling, 3D-Structuring, Roll-To-Roll Circuit Patterning, Pulsed Laser Deposition, Automotive Cylinder, Hardening, Excimer Laser Annealing, Sequential Lateral, Solidification | Ablation-Material Removal | Ceramic, Glass, Polymer, Plastic, Metal, Semiconductor | https://www.coherent.com/lasers/laser/excimer-lasers-and-applications/lambda-sx |  | 2017-09-01
695 | Lambda SX C300 | LAMBDA SX | Laser | Pulsed | Excimer | 300000 | [12 empty] | 300 | [18 empty] | Yes | Deep UV | 308 | [20 empty] | 0.3 |  | 1000 | [11 empty] | 29 ± 5 | [21 empty] | <=1.2 | [11 empty] | 22 kVZ, 3-phase, 400 VAC, 50/60 Hz | [29 empty] | 35 ± 3.5 x 13 ± 2 | <=4.5 x 1.5 | [56 empty] | 2800 x 850 x 2083 | [39 empty] | 2100 | [11 empty] | Water, 3 to 28 I/min (0.8 to 7.4 gal/min), 10 to 15℃ | [39 empty] | 60 | [62 empty] | Ink-Jet Nozzle Drilling, 3D-Structuring, Roll-To-Roll Circuit Patterning, Pulsed Laser Deposition, Automotive Cylinder, Hardening, Excimer Laser Annealing, Sequential Lateral, Solidification | Ablation-Material Removal | Ceramic, Glass, Polymer, Plastic, Metal, Semiconductor | https://www.coherent.com/lasers/laser/excimer-lasers-and-applications/lambda-sx |  | 2017-09-01
696 | Lambda SX C600 | LAMBDA SX | Laser | Pulsed | Excimer | 600000 | [12 empty] | 600 | [18 empty] | Yes | Deep UV | 308 | [20 empty] | 0.6 |  | 1000 | [11 empty] | 24 ± 4 | [21 empty] | <=1.2 | [11 empty] | 40 kVA, 3-phase, 400 VAC, 50/60 Hz | [29 empty] | 35 ± 4 x 14.4 ± 3 | <=4.5 x 1.5 | [56 empty] | 2800 x 850 x 2083 | [39 empty] | 2200 | [11 empty] | Water, 3 to 70 I/min (0.8 to 18.5 gal/min), 12 to 15℃ | [39 empty] | 100 | [62 empty] | Ink-Jet Nozzle Drilling, 3D-Structuring, Roll-To-Roll Circuit Patterning, Pulsed Laser Deposition, Automotive Cylinder, Hardening, Excimer Laser Annealing, Sequential Lateral, Solidification | Ablation-Material Removal | Ceramic, Glass, Polymer, Plastic, Metal, Semiconductor | https://www.coherent.com/lasers/laser/excimer-lasers-and-applications/lambda-sx |  | 2017-09-01
697 | Lambda SX E300 | LAMBDA SX | Laser | Pulsed | Excimer | 315000 | [12 empty] | 315 | [18 empty] | Yes | Deep UV | 308 | [20 empty] | 0.3 |  | 1050 | [11 empty] | 29 ± 5 | [21 empty] | <=0.8 | [11 empty] | 22 kVA, 3-phase, 400 VAC, 50/60 Hz | [29 empty] | 35 ± 3.5 x 13 ± 2 | <=4.5 x 1.5 | [56 empty] | 2800 x 850 x 2083 | [39 empty] | 2100 | [11 empty] | Water, 3 to 28 I/min (0.8 to 7.4 gal/min), 10 to 15℃ | [102 empty] | Ink-Jet Nozzle Drilling, 3D-Structuring, Roll-To-Roll Circuit Patterning, Pulsed Laser Deposition, Automotive Cylinder, Hardening, Excimer Laser Annealing, Sequential Lateral, Solidification | Ablation-Material Removal | Ceramic, Glass, Polymer, Plastic, Metal, Semiconductor | https://www.coherent.com/lasers/laser/excimer-lasers-and-applications/lambda-sx |  | 2017-09-01
698 | Lambda SX E500 | LAMBDA SX | Laser | Pulsed | Excimer | 500000 | [12 empty] | 500 | [18 empty] | Yes | Deep UV | 308 | [20 empty] | 0.5 |  | 1000 | [11 empty] | 24 ± 4 | [21 empty] | <=0.45 | [11 empty] | 40 kVA, 3-phase, 400 VAC, 50/60 Hz | [29 empty] | 35 ± 4 x 14.5 ± 3 | <=4.5 x 1.5 | [56 empty] | 2800 x 850 x 2083 | [39 empty] | 2200 | [11 empty] | Water, 3 to 70 I/min (0.8 to 18.5 gal/min), 12 to 15℃ | [102 empty] | Ink-Jet Nozzle Drilling, 3D-Structuring, Roll-To-Roll Circuit Patterning, Pulsed Laser Deposition, Automotive Cylinder, Hardening, Excimer Laser Annealing, Sequential Lateral, Solidification | Ablation-Material Removal | Ceramic, Glass, Polymer, Plastic, Metal, Semiconductor | https://www.coherent.com/lasers/laser/excimer-lasers-and-applications/lambda-sx |  | 2017-09-01
699 | GeoLasHD | GeoLasHD | Laser | Pulsed | Excimer | [32 empty] | Yes | Deep UV | 193 | [19 empty] | 0.001 | 0.01 | [28 empty] | 1 | [52 empty] | 1 | [53 empty] | 2470 x 1142 x 1440 | [39 empty] | 395 | [74 empty] | 110/230 VAC, 1PN, 25/16A | 50 | [16 empty] | 1 | [15 empty] | 2 to 160 |  |  |  | 0.1 | 0.1 | Solid Sample Analysis, Isotope Ratio Determination, Fluid Inclusion Research, U/Pb-Age Dating in Zircons, Marine Sediment Analysis, 193 nm Multicollector ICP-Ms, Gemstone Fingerprinting | Ablation-Material Removal | Ceramic, Composite, Glass, Metal, Semiconductor | https://www.coherent.com/lasers/laser/excimer-lasers-and-applications/uv-processing-solutions/geolas-hd |  | 2017-09-01