## sheet
500 | Staccato | Staccato | Laser | Pulsed |  | Ultra-short ps-Laser | 2400 |  | 2400 | 2400+ | <=10 | Inlet receptacle IEC 320-C14 |  |  |  |  | ±1.5 over 8 hours RMS |  | <=2 | [31 empty] | PF >=0.90 (EN61000-3-2) | [22 empty] | Yes | Near IR | 1030 |  |  |  |  | 2 | 2 | [36 empty] | 80 ± 0.5 |  |  |  |  | 80 divided by inters, single pulse |  | >=50:1 | >=200:1 | >=1000:1 | [10 empty] | >=30 |  |  | <=5 | [33 empty] | typical: 1.9, max: 2.8 | [15 empty] | IEC 320-C13 |  |  |  |  | F12A HRC (5 x 20 mm) | [10 empty] | <650 | 650 |  |  |  |  | 230, 50 to 60 Hz | [12 empty] | <=0.2 |  |  |  | 1.3 ± 0.1 | [9 empty] | <=5 | <=50 |  |  | <±0.5 | <=1.3 | [6 empty] | >=85 | [19 empty] | >=100:1 linear | Horizontal ±2º | [5 empty] | TEM00 | [31 empty] | 719.5 x 288 x 200 | [92 empty] | <=30 | [258 empty] | Medical Applications |  |  | https://www.coherent.com/lasers/laser/diode-pumped-solid-state-lasers/staccato |  | 2017-09-01
501 | SUPER RAPID-HE | SUPER RAPID-HE | Laser | Pulsed |  | Industrial, High Rep Rate ps-Laser |  | 9000 | 1000 | 10000 |  |  |  | >10 at 1000 kHz | [59 empty] | Yes | UV - IR | 355 | 1064 | 709 | [36 empty] | <1000 |  | 0 | 1000 | [16 empty] | <15 |  |  |  | >200 at 0 kHz to 10 kHz, 20 at 1064 nm and 500 kHz | >1000:1 at 1064 nm and 500 kHz | <1 at 1064 nm and 500 kHz | [45 empty] | 100 to 230 V, 50/60 Hz, 2 kW | [55 empty] | 50 |  |  | <1.3 | [26 empty] | >>100:1 | [33 empty] | 555 x 600 x 685 | 108 |  |  |  | 1170 x 496 x 195 | [92 empty] | <40 min from chiller start | [258 empty] | Scribing, Marking, 3D Contour Mapping |  | Sapphire, Glass | https://www.coherent.com/lasers/laser/diode-pumped-solid-state-lasers/super-rapid-he |  | 2017-10-12
502 | SUPER RAPID-HE 1064 | SUPER RAPID-HE | Laser | Pulsed |  | Industrial, High Rep Rate ps-Laser | 2000, 4500, 6500, 8000, 9000, 10000 | 8000 | 2000 | 10000 |  |  |  | >10 at 1000 kHz | [59 empty] | Yes | IR | 1064 | [38 empty] | <10, 50, 100, 200, 500, 1000 |  | 0 | 1000 | [16 empty] | <15 |  |  |  | >200 at 0 kHz to 10 kHz, 20 at 1064 nm and 500 kHz | >1000:1 at 1064 nm and 500 kHz | <1 at 1064 nm and 500 kHz | [45 empty] | 100 to 230 V, 50/60 Hz, 2 kW | [55 empty] | 50 |  |  | <1.3 | [26 empty] | >>100:1 | [33 empty] | 555 x 600 x 685 | 108 |  |  |  | 1170 x 496 x 195 | [92 empty] | <40 min from chiller start | [112 empty] | Nd:Vanadate (Nd:YVO) | [145 empty] | Scribing, Marking, 3D Contour Mapping |  | Sapphire, Glass | https://www.coherent.com/lasers/laser/diode-pumped-solid-state-lasers/super-rapid-he |  | 2017-09-01
503 | SUPER RAPID-HE 532 | SUPER RAPID-HE | Laser | Pulsed |  | Industrial, High Rep Rate ps-Laser | 1000, 2500, 3200, 3500, 2000, 2000 | 2500 | 1000 | 3500 |  |  |  | >10 at 1000 kHz | [59 empty] | Yes | Visible | 532 | [38 empty] | <10, 50, 100, 200, 500, 1000 |  | 0 | 1000 | [16 empty] | <15 |  |  |  | >200 at 0 kHz to 10 kHz, 20 at 1064 nm and 500 kHz | >1000:1 at 1064 nm and 500 kHz | <1 at 1064 nm and 500 kHz | [45 empty] | 100 to 230 V, 50/60 Hz, 2 kW | [55 empty] | 50 |  |  | <1.3 | [26 empty] | >>100:1 | [33 empty] | 555 x 600 x 685 | 108 |  |  |  | 1170 x 496 x 195 | [92 empty] | <40 min from chiller start | [112 empty] | Nd:Vanadate (Nd:YVO) | [145 empty] | Scribing, Marking, 3D Contour Mapping |  | Sapphire, Glass | https://www.coherent.com/lasers/laser/diode-pumped-solid-state-lasers/super-rapid-he |  | 2017-09-01
504 | SUPER RAPID-HE 355 | SUPER RAPID-HE | Laser | Pulsed |  | Industrial, High Rep Rate ps-Laser | 1000, 1800, 2500, 1500, 1500 | 1500 | 1000 | 2500 |  |  |  | >10 at 1000 kHz | [59 empty] | Yes | UV | 355 | [38 empty] | <10, 50, 100, 200, 500, 1000 |  | 0 | 1000 | [16 empty] | <15 |  |  |  | >200 at 0 kHz to 10 kHz, 20 at 1064 nm and 500 kHz | >1000:1 at 1064 nm and 500 kHz | <1 at 1064 nm and 500 kHz | [45 empty] | 100 to 230 V, 50/60 Hz, 2 kW | [55 empty] | 50 |  |  | <1.3 | [26 empty] | >>100:1 | [33 empty] | 555 x 600 x 685 | 108 |  |  |  | 1170 x 496 x 195 | [92 empty] | <40 min from chiller start | [112 empty] | Nd:Vanadate (Nd:YVO) | [145 empty] | Scribing, Marking, 3D Contour Mapping |  | Sapphire, Glass | https://www.coherent.com/lasers/laser/diode-pumped-solid-state-lasers/super-rapid-he |  | 2017-09-01
505 | VYPER | VYPER | Laser | Pulsed |  | Excimer |  | 1200000 | 1200000 | 2400000 | [63 empty] | Yes | Deep UV | 308 | [41 empty] | 0.6 | [234 empty] | <8800 | [310 empty] | Excimer Laser Annealing |  | Semiconductor | https://www.coherent.com/lasers/laser/vyper |  | 2017-10-12
506 | TwinVYPER | VYPER | Laser | Pulsed |  | Excimer | 2400000 | [6 empty] | 2400 | [17 empty] | 2400 | [41 empty] | Yes | Deep UV | 308 | [41 empty] | 0.6 | [13 empty] | 4000 |  |  |  | 24 ± 4 | [32 empty] | <=0.35 | [15 empty] | 2 x 39 kVA, 3-phase, 400 VAC, 50 or 60 Hz | [42 empty] | 35 ± 4 x 14.5 ± 3 | [6 empty] | <=4.5 x 1.3 | [76 empty] | 5600 x 3400 x 4170 | [40 empty] | 8800 | [16 empty] | Water, up to 2 x 7 I/min (18.5 gal/min), 12 to 15℃ | [116 empty] | 100 | [176 empty] | Excimer Laser Annealing |  | Semiconductor | https://www.coherent.com/lasers/laser/vyper |  | 2017-09-01
507 | VYPER | VYPER | Laser | Pulsed |  | Excimer | 1200000 | [6 empty] | 1200 | [17 empty] | 1200 | [41 empty] | Yes | Deep UV | 308 | [41 empty] | 0.6 | [13 empty] | 2000 |  |  |  | 24 ± 4 | [32 empty] | <=0.45 | [15 empty] | 4 x 39 kVA, 3-phase, 400 VAC, 50 or 60 Hz | [42 empty] | 35 ± 4 x 14.5 ± 3 | [6 empty] | <=4.5 x 1.3 | [76 empty] | 2800 x 1700 x 2085 | [40 empty] | 4400 | [16 empty] | Water, up to 4 x 70 l/min (18.5 gal/min), 12 to 15℃ | [116 empty] | 100 | [176 empty] | Excimer Laser Annealing |  | Semiconductor | https://www.coherent.com/lasers/laser/vyper |  | 2017-09-01
508 | Paladin Advanced 355 | Paladin Advanced 355 | Laser | QCW |  | DPSS |  |  | 2000 | 10000 | [12 empty] | <±2% | [43 empty] | 90 to 230 VAC, 50 to 60 Hz | [6 empty] | Yes | UV | 355 | [38 empty] | 80000 | 80000 | [31 empty] | >15 at 1064 nm | [61 empty] | Max: 1000VA, Operation (typical): 500 VA (22℃ ambient), Standby: 500VA (22℃ ambient) | Max: 1600VA, Operation (typical): 750VA (22℃ ambient), Standby: 750VA (22℃ ambient) | Max: 1000VA, Operation (typical): 500VA, Standby: 200VA | [18 empty] | <1.35 ± 15% |  |  | <0.55 | [11 empty] | <1.2 | [13 empty] | 0.9 to 1.1 | [12 empty] | linear >100:1, vertical |  |  |  | <20 |  | <1% | TEM00 | [20 empty] | 8W/10W: 560 x 482 x 177, 16W/24W: 640 x 482 x 266 | 8W/10W: 38 +3 liters coolant, 16W/24W:42 +3 liters coolant | [13 empty] | 1100 x 305 x 200 | 50 | [23 empty] | 505 x 482 x 177 | 30 |  |  | 5 | [43 empty] | -20 to 60 | 15 to 35 | [14 empty] | From Standby <15 min, From Cold Start: <60 min | [16 empty] | <±2.5 | <±0.5 (x,y) | [240 empty] | Materials Processing, Microelectronics | Doping, Inspection, Laser Direct Imaging (LDI), Thin Film Scribing | Semiconductor, Solar Cell/Panel, Wafer, Mask, PC Board, Memory, Photopolymer, FPD | https://www.coherent.com/lasers/laser/paladin-advanced-355 |  | 2018-04-13
509 | Paladin Advanced 355-10000 | Paladin Advanced 355 | Laser | QCW |  | DPSS | 10000 |  | 10000 | 10000+ | [12 empty] | <±2% | [43 empty] | 90 to 230 VAC, 50 to 60 Hz | [6 empty] | Yes | UV | 355 | [38 empty] | 80000 | 80000 | [31 empty] | >15 at 1064 nm | [61 empty] | Max: 1000VA, Operation (typical): 500 VA (22℃ ambient), Standby: 500VA (22℃ ambient) | Max: 1600VA, Operation (typical): 750VA (22℃ ambient), Standby: 750VA (22℃ ambient) | Max: 1000VA, Operation (typical): 500VA, Standby: 200VA | [18 empty] | 1 ± 15% |  |  | <0.55 | [11 empty] | <1.2 | [13 empty] | 0.9 to 1.1 | [12 empty] | linear >100:1, vertical |  |  |  | <20 |  | <1% | TEM00 | [20 empty] | 8W/10W: 560 x 482 x 177, 16W/24W: 640 x 482 x 266 | 8W/10W: 38 +3 liters coolant, 16W/24W:42 +3 liters coolant | [13 empty] | 1100 x 305 x 200 | 50 | [23 empty] | 505 x 482 x 177 | 30 |  |  | 5 | [43 empty] | -20 to 60 | 15 to 35 | [14 empty] | From Standby <15 min, From Cold Start: <60 min | [16 empty] | <±2.5 | <±0.5 (x,y) | [240 empty] | Materials Processing, Microelectronics | Doping, Inspection, Laser Direct Imaging (LDI), Thin Film Scribing | Semiconductor, Solar Cell/Panel, Wafer, Mask, PC Board, Memory, Photopolymer, FPD | https://www.coherent.com/lasers/laser/paladin-advanced-355 |  | 2018-04-13
510 | Paladin Advanced 355-16000 | Paladin Advanced 355 | Laser | QCW |  | DPSS | 16000 |  | 16000 | 16000+ | [12 empty] | <±2% | [43 empty] | 90 to 230 VAC, 50 to 60 Hz | [6 empty] | Yes | UV | 355 | [38 empty] | 80000 | 80000 | [31 empty] | >15 at 1064 nm | [61 empty] | Max: 1000VA, Operation (typical): 500 VA (22℃ ambient), Standby: 500VA (22℃ ambient) | Max: 1600VA, Operation (typical): 750VA (22℃ ambient), Standby: 750VA (22℃ ambient) | Max: 1000VA, Operation (typical): 500VA, Standby: 200VA | [18 empty] | 1.35 ± 15% |  |  | <0.48 | [11 empty] | <1.2 | [13 empty] | 0.9 to 1.1 | [12 empty] | linear >100:1, vertical |  |  |  | <20 |  | <1% | TEM00 | [20 empty] | 8W/10W: 560 x 482 x 177, 16W/24W: 640 x 482 x 266 | 8W/10W: 38 +3 liters coolant, 16W/24W:42 +3 liters coolant | [13 empty] | 1100 x 305 x 200 | 50 | [23 empty] | 505 x 482 x 177 | 30 |  |  | 5 | [43 empty] | -20 to 60 | 15 to 35 | [14 empty] | From Standby <15 min, From Cold Start: <60 min | [16 empty] | <±2.5 | <±0.5 (x,y) | [240 empty] | Materials Processing, Microelectronics | Doping, Inspection, Laser Direct Imaging (LDI), Thin Film Scribing | Semiconductor, Solar Cell/Panel, Wafer, Mask, PC Board, Memory, Photopolymer, FPD | https://www.coherent.com/lasers/laser/paladin-advanced-355 |  | 2018-04-13
511 | Paladin Advanced 355-24000 | Paladin Advanced 355 | Laser | QCW |  | DPSS | 24000 |  | 24000 | 24000+ | [12 empty] | <±2% | [43 empty] | 90 to 230 VAC, 50 to 60 Hz | [6 empty] | Yes | UV | 355 | [38 empty] | 80000 | 80000 | [31 empty] | >15 at 1064 nm | [61 empty] | Max: 1000VA, Operation (typical): 500 VA (22℃ ambient), Standby: 500VA (22℃ ambient) | Max: 1600VA, Operation (typical): 750VA (22℃ ambient), Standby: 750VA (22℃ ambient) | Max: 1000VA, Operation (typical): 500VA, Standby: 200VA | [18 empty] | 1.35 ± 15% |  |  | <0.48 | [11 empty] | <1.2 | [13 empty] | 0.9 to 1.1 | [12 empty] | linear >100:1, vertical |  |  |  | <20 |  | <1% | TEM00 | [20 empty] | 8W/10W: 560 x 482 x 177, 16W/24W: 640 x 482 x 266 | 8W/10W: 38 +3 liters coolant, 16W/24W:42 +3 liters coolant | [13 empty] | 1100 x 305 x 200 | 50 | [23 empty] | 505 x 482 x 177 | 30 |  |  | 5 | [43 empty] | -20 to 60 | 15 to 35 | [14 empty] | From Standby <15 min, From Cold Start: <60 min | [16 empty] | <±2.5 | <±0.5 (x,y) | [240 empty] | Materials Processing, Microelectronics | Doping, Inspection, Laser Direct Imaging (LDI), Thin Film Scribing | Semiconductor, Solar Cell/Panel, Wafer, Mask, PC Board, Memory, Photopolymer, FPD | https://www.coherent.com/lasers/laser/paladin-advanced-355 |  | 2018-04-13
512 | Paladin Advanced 355-8000 | Paladin Advanced 355 | Laser | QCW |  | DPSS | 8000 |  | 8000 | 8000+ | [12 empty] | <±2% | [43 empty] | 90 to 230 VAC, 50 to 60 Hz | [6 empty] | Yes | UV | 355 | [38 empty] | 80000 | 80000 | [31 empty] | >15 at 1064 nm | [61 empty] | Max: 1000VA, Operation (typical): 500 VA (22℃ ambient), Standby: 500VA (22℃ ambient) | Max: 1600VA, Operation (typical): 750VA (22℃ ambient), Standby: 750VA (22℃ ambient) | Max: 1000VA, Operation (typical): 500VA, Standby: 200VA | [18 empty] | 1 ± 15% |  |  | <0.55 | [11 empty] | <1.2 | [13 empty] | 0.9 to 1.1 | [12 empty] | linear >100:1, vertical |  |  |  | <20 |  | <1% | TEM00 | [20 empty] | 8W/10W: 560 x 482 x 177, 16W/24W: 640 x 482 x 266 | 8W/10W: 38 +3 liters coolant, 16W/24W:42 +3 liters coolant | [13 empty] | 1100 x 305 x 200 | 50 | [23 empty] | 505 x 482 x 177 | 30 |  |  | 5 | [43 empty] | -20 to 60 | 15 to 35 | [14 empty] | From Standby <15 min, From Cold Start: <60 min | [16 empty] | <±2.5 | <±0.5 (x,y) | [240 empty] | Materials Processing, Microelectronics | Doping, Inspection, Laser Direct Imaging (LDI), Thin Film Scribing | Semiconductor, Solar Cell/Panel, Wafer, Mask, PC Board, Memory, Photopolymer, FPD | https://www.coherent.com/lasers/laser/paladin-advanced-355 |  | 2018-04-13
513 | Paladin Compact 355 | Paladin Compact 355 | Laser | QCW |  | DPSS |  |  | 2000 | 4000+ | [12 empty] | <±2% | [43 empty] | 90 to 230 VAC, 50 to 60 Hz | [6 empty] | Yes | UV | 355 | [38 empty] | 120000 | 120000 | [31 empty] | >15 at 1064 nm | [61 empty] | Max: 1000VA, Operation (typical): 500 VA (22℃ ambient), Standby: 500VA (22℃ ambient) | Max: 1600VA, Operation (typical): 750VA (22℃ ambient), Standby: 750VA (22℃ ambient) | Max: 1000VA, Operation (typical): 500VA, Standby: 200VA | [18 empty] | 1 ± 10% |  |  | <0.55 | [11 empty] | <1.2 | [13 empty] | 0.9 to 1.1 | [12 empty] | linear >100:1, vertical |  |  |  | <20 |  | <1% | TEM00 | [20 empty] | 8W/10W: 560 x 482 x 177, 16W/24W: 640 x 482 x 266 | 8W/10W: 38 +3 liters coolant, 16W/24W:42 +3 liters coolant | [13 empty] | 685 x 216 x 127 | 25 | [23 empty] | 505 x 482 x 177 | 30 |  |  | 5 | [43 empty] | -20 to 60 | 15 to 35 | [14 empty] | From Standby <15 min, From Cold Start: <60 min | [16 empty] | <±2.5 | <±0.5 (x,y) | [240 empty] | Doping, Inspection, Laser Direct Imaging, Thin Film Scribing |  | Semiconductor, Solar Cell/Panel, Wafer, Mask, PC Board, Memory, Photopolymer, FPD | https://www.coherent.com/lasers/laser/paladin-compact-355 |  | 2018-04-13
514 | Paladin Compact 355-2000 | Paladin Compact 355 | Laser | QCW |  | DPSS | 2000 |  | 2000 | 2000+ | [12 empty] | <±2% | [43 empty] | 90 to 230 VAC, 50 to 60 Hz | [6 empty] | Yes | UV | 355 | [38 empty] | 120000 | 120000 | [31 empty] | >15 at 1064 nm | [61 empty] | Max: 1000VA, Operation (typical): 500 VA (22℃ ambient), Standby: 500VA (22℃ ambient) | Max: 1600VA, Operation (typical): 750VA (22℃ ambient), Standby: 750VA (22℃ ambient) | Max: 1000VA, Operation (typical): 500VA, Standby: 200VA | [18 empty] | 1 ± 10% |  |  | <0.55 | [11 empty] | <1.2 | [13 empty] | 0.9 to 1.1 | [12 empty] | linear >100:1, vertical |  |  |  | <20 |  | <1% | TEM00 | [20 empty] | 8W/10W: 560 x 482 x 177, 16W/24W: 640 x 482 x 266 | 8W/10W: 38 +3 liters coolant, 16W/24W:42 +3 liters coolant | [13 empty] | 685 x 216 x 127 | 25 | [23 empty] | 505 x 482 x 177 | 30 |  |  | 5 | [43 empty] | -20 to 60 | 15 to 35 | [14 empty] | From Standby <15 min, From Cold Start: <60 min | [16 empty] | <±2.5 | <±0.5 (x,y) | [240 empty] | Doping, Inspection, Laser Direct Imaging, Thin Film Scribing |  | Semiconductor, Solar Cell/Panel, Wafer, Mask, PC Board, Memory, Photopolymer, FPD | https://www.coherent.com/lasers/laser/paladin-compact-355 |  | 2018-04-13
515 | Paladin Compact 355-4000 | Paladin Compact 355 | Laser | QCW |  | DPSS | 4000 |  | 4000 | 4000+ | [12 empty] | <±2% | [43 empty] | 90 to 230 VAC, 50 to 60 Hz | [6 empty] | Yes | UV | 355 | [38 empty] | 120000 | 120000 | [31 empty] | >15 at 1064 nm | [61 empty] | Max: 1000VA, Operation (typical): 500 VA (22℃ ambient), Standby: 500VA (22℃ ambient) | Max: 1600VA, Operation (typical): 750VA (22℃ ambient), Standby: 750VA (22℃ ambient) | Max: 1000VA, Operation (typical): 500VA, Standby: 200VA | [18 empty] | 1 ± 10% |  |  | <0.55 | [11 empty] | <1.2 | [13 empty] | 0.9 to 1.1 | [12 empty] | linear >100:1, vertical |  |  |  | <20 |  | <1% | TEM00 | [20 empty] | 8W/10W: 560 x 482 x 177, 16W/24W: 640 x 482 x 266 | 8W/10W: 38 +3 liters coolant, 16W/24W:42 +3 liters coolant | [13 empty] | 685 x 216 x 127 | 25 | [23 empty] | 505 x 482 x 177 | 30 |  |  | 5 | [43 empty] | -20 to 60 | 15 to 35 | [14 empty] | From Standby <15 min, From Cold Start: <60 min | [16 empty] | <±2.5 | <±0.5 (x,y) | [240 empty] | Doping, Inspection, Laser Direct Imaging, Thin Film Scribing |  | Semiconductor, Solar Cell/Panel, Wafer, Mask, PC Board, Memory, Photopolymer, FPD | https://www.coherent.com/lasers/laser/paladin-compact-355 |  | 2018-04-13
516 | Paladin Advanced 532 | Paladin Advanced 532 | Laser | QCW |  | DPSS | 20000 | [15 empty] | <±2% | [43 empty] | 90 to 230 VAC, 50 to 60 Hz | [6 empty] | Yes | Visible | 532 | [38 empty] | 80000 | 80000 | [31 empty] | >15 at 1064 nm | [61 empty] | Max: 1000VA, Operation (typical): 500 VA (22℃ ambient), Standby: 500VA (22℃ ambient) | Max: 1600VA, Operation (typical): 750VA (22℃ ambient), Standby: 750VA (22℃ ambient) | Max: 1000VA, Operation (typical): 500VA, Standby: 200VA | [18 empty] | 1 ± 15% |  |  | 0.00065 ± 15% | [11 empty] | <1.2 | [13 empty] | 0.9 to 1.1 | [12 empty] | linear >100:1, vertical |  |  |  | <20 |  | <1% | TEM00 | [20 empty] | 8W/10W: 560 x 482 x 177, 16W/24W: 640 x 482 x 266 | 8W/10W: 38 +3 liters coolant, 16W/24W:42 +3 liters coolant | [13 empty] | 1100 x 305 x 200 | 50 | [23 empty] | 505 x 482 x 177 | 30 |  |  | 5 | [43 empty] | -20 to 60 | 15 to 35 | [14 empty] | From Standby <15 min, From Cold Start: <60 min | [16 empty] | <±2.5 | <±0.5 (x,y) | [240 empty] | Scientific | CARS/SRS Microscopy, Pump and Probe Studies |  | https://www.coherent.com/lasers/laser/paladin-advanced-532 |  | 2018-04-13
517 | Paladin Advanced 532-20000 | Paladin Advanced 532 | Laser | QCW |  | DPSS | 20000 | [15 empty] | <±2% | [43 empty] | 90 to 230 VAC, 50 to 60 Hz | [6 empty] | Yes | Visible | 532 | [38 empty] | 80000 | 80000 | [31 empty] | >15 at 1064 nm | [61 empty] | Max: 1000VA, Operation (typical): 500 VA (22℃ ambient), Standby: 500VA (22℃ ambient) | Max: 1600VA, Operation (typical): 750VA (22℃ ambient), Standby: 750VA (22℃ ambient) | Max: 1000VA, Operation (typical): 500VA, Standby: 200VA | [18 empty] | 1 ± 15% |  |  | 0.00065 ± 15% | [11 empty] | <1.2 | [13 empty] | 0.9 to 1.1 | [12 empty] | linear >100:1, vertical |  |  |  | <20 |  | <1% | TEM00 | [20 empty] | 8W/10W: 560 x 482 x 177, 16W/24W: 640 x 482 x 266 | 8W/10W: 38 +3 liters coolant, 16W/24W:42 +3 liters coolant | [13 empty] | 1100 x 305 x 200 | 50 | [23 empty] | 505 x 482 x 177 | 30 |  |  | 5 | [43 empty] | -20 to 60 | 15 to 35 | [14 empty] | From Standby <15 min, From Cold Start: <60 min | [16 empty] | <±2.5 | <±0.5 (x,y) | [240 empty] | Scientific | CARS/SRS Microscopy, Pump and Probe Studies |  | https://www.coherent.com/lasers/laser/paladin-advanced-532 |  | 2018-04-13
518 | Chameleon Compact OPO Family | Chameleon Compact OPO Family | Laser | Ultrafast |  | Ultrafast Oscillators | [67 empty] | No | [589 empty] | Multiphoton Excitation, Terahertz Imaging, CRS/SRS, Confocal Microscopy, Atomic and Molecular, Spectroscopy, Life Sciences, Multiphoton Excitation (MPE), Terahertz Imaging, CRS/SRS, Spectroscopy, Optogenetics, Non-linear Optics, Time Resolved Luminescence and Spectroscopy, Optogenetic Photoactivation, Second Harmonic Generation Imaging, Supercontinuum Generation | CARS/SRS Microscopy, Flow Cytometry, Multidimensional Spectroscopy, Terahertz Generation, 3D Contour Mapping |  | https://www.coherent.com/lasers/main/chameleon-family |  | 2017-10-12
519 | Chameleon Compact OPO-Vis (OPO Bypass Mode - Chameleon Laser) | Chameleon Compact OPO Family | Laser | Ultrafast |  | Ultrafast Oscillators | [13 empty] | >100 | [53 empty] | Yes |  |  |  |  | 680 | 1080 | [28 empty] | 1750 to 4000 | [5 empty] | 80000 | 80000 | [39 empty] | 0.00014 | [89 empty] | <1.1 | [65 empty] | 768 x 388 x 158 | [351 empty] | Multiphoton Excitation, Terahertz Imaging, CRS/SRS, Confocal Microscopy, Atomic and Molecular, Spectroscopy | CARS/SRS Microscopy |  | https://www.coherent.com/lasers/laser/chameleon-family/chameleon-compact-opo-family |  | 2017-09-01
520 | Chameleon Compact OPO-Vis (OPO Bypass Mode - Chameleon SHG) | Chameleon Compact OPO Family | Laser | Ultrafast |  | Ultrafast Oscillators | 1000 |  | 1000 | 1000+ | [9 empty] | >100 | [53 empty] | Yes |  |  |  |  | 340 | 540 | [28 empty] | 1750 to 4000 | [5 empty] | 80000 | 80000 | [39 empty] | 0.00014 | [89 empty] | <1.1 | [65 empty] | 768 x 388 x 158 | [351 empty] | Multiphoton Excitation, Terahertz Imaging, CRS/SRS, Confocal Microscopy, Atomic and Molecular, Spectroscopy | CARS/SRS Microscopy |  | https://www.coherent.com/lasers/laser/chameleon-family/chameleon-compact-opo-family |  | 2017-09-01
521 | Chameleon Compact OPO-Vis (OPO Operation - Chameleon) | Chameleon Compact OPO Family | Laser | Ultrafast |  | Ultrafast Oscillators | [13 empty] | >100 | [53 empty] | Yes |  |  |  |  | 740 | 880 | [28 empty] | 1750 to 4000 | [5 empty] | 80000 | 80000 | [39 empty] | 0.00014 | [116 empty] | Horizontal | [38 empty] | 768 x 388 x 158 | [351 empty] | Multiphoton Excitation, Terahertz Imaging, CRS/SRS, Confocal Microscopy, Atomic and Molecular, Spectroscopy | CARS/SRS Microscopy |  | https://www.coherent.com/lasers/laser/chameleon-family/chameleon-compact-opo-family |  | 2017-09-01
522 | Chameleon Compact OPO-Vis (OPO Operation - OPO) | Chameleon Compact OPO Family | Laser | Ultrafast |  | Ultrafast Oscillators | 700 |  | 700 | 700+ | [9 empty] | >100 | [53 empty] | Yes |  |  |  |  | 1000 | 1600 | [28 empty] | 1750 to 4000 | [5 empty] | 80000 | 80000 | [39 empty] | 0.0002 | [116 empty] | Horizontal | [38 empty] | 768 x 388 x 158 | [351 empty] | Multiphoton Excitation, Terahertz Imaging, CRS/SRS, Confocal Microscopy, Atomic and Molecular, Spectroscopy | CARS/SRS Microscopy |  | https://www.coherent.com/lasers/laser/chameleon-family/chameleon-compact-opo-family |  | 2017-09-01
523 | Chameleon Compact OPO-Vis (OPO Operation - Chameleon SHG) | Chameleon Compact OPO Family | Laser | Ultrafast |  | Ultrafast Oscillators | 50 |  | 50 | 50+ | [9 empty] | >100 | [53 empty] | Yes |  |  |  |  | 370 | 440 | [28 empty] | 1750 to 4000 | [5 empty] | 80000 | 80000 | [39 empty] | 0.00014 | [116 empty] | Horizontal | [38 empty] | 768 x 388 x 158 | [351 empty] | Multiphoton Excitation, Terahertz Imaging, CRS/SRS, Confocal Microscopy, Atomic and Molecular, Spectroscopy | CARS/SRS Microscopy |  | https://www.coherent.com/lasers/laser/chameleon-family/chameleon-compact-opo-family |  | 2017-09-01
524 | Chameleon Compact OPO-Vis (OPO Operation - OPO SHG) | Chameleon Compact OPO Family | Laser | Ultrafast |  | Ultrafast Oscillators | 110 |  | 110 | 110+ | [9 empty] | >100 | [53 empty] | Yes |  |  |  |  | 500 | 800 | [28 empty] | 1750 to 4000 | [5 empty] | 80000 | 80000 | [39 empty] | 0.0002 | [116 empty] | Horizontal | [38 empty] | 768 x 388 x 158 | [351 empty] | Multiphoton Excitation, Terahertz Imaging, CRS/SRS, Confocal Microscopy, Atomic and Molecular, Spectroscopy | CARS/SRS Microscopy |  | https://www.coherent.com/lasers/laser/chameleon-family/chameleon-compact-opo-family |  | 2017-09-01
525 | Chameleon Discovery | Chameleon Discovery | Laser | Ultrafast |  | Ultrafast Oscillators | 600, 800, 1100, 1300, 1400, 1300, 3500 | 2900 | 600 | 3500 | [54 empty] | ±1 | [8 empty] | Yes | Near IR | 700 | 1300 | 600 | 700 | 1300 | [29 empty] | >50 |  |  |  |  | 80000 ± 500 | 80000 ± 500 | [18 empty] | Optical Output A: 0.1, Optical Output B: 0.140 | [66 empty] | 90 | 250 |  |  |  |  | 2300 | 2300 | [17 empty] | <10 |  |  |  | 1.2 ± 0.2 | [28 empty] | Optical Output A: 0.9 to 1.1, Optical Output B: 0.8 to 1.2 | [7 empty] | Optical Output A: <0.5, Optical Output B: <0.25 |  |  |  |  | Linear, Horizontal |  |  | <350 | [35 empty] | 820.8 x 445.2 x 286.7 | [169 empty] | Optical Output A: 680nm: 0 to 45000, 680nm: 0 to 25000, 1050nm: 0 to 10000, 1300nm: 0 to 8000 | [181 empty] | Life Sciences, Multiphoton Excitation (MPE), Terahertz Imaging, CRS/SRS, Spectroscopy, Optogenetics, Non-linear Optics | Flow Cytometry, Multidimensional Spectroscopy |  | https://www.coherent.com/lasers/laser/chameleon-family/chameleon-discovery |  | 2017-09-01
526 | Chameleon Compact OPO (Pumped by Chameleon Ultra II) | Chameleon Compact OPO Family | Laser | Ultrafast |  | Ultrafast Oscillators | 700 |  | 700 | 700+ | [9 empty] | >100 | [20 empty] | >700 | [27 empty] | ~15 | ~95 |  |  |  | Yes |  |  |  |  | 1000 | 1600 | [28 empty] | 1750 to 4000 | [5 empty] | 80000 | 80000 | [39 empty] | 0.0002 | [74 empty] | 2 |  |  | 0.5 | [11 empty] | 1.1 | [26 empty] | Horizontal | [38 empty] | 520 x 369 x 158 | [351 empty] | Multiphoton Excitation, Terahertz Imaging, CRS/SRS, Confocal Microscopy, Atomic and Molecular, Spectroscopy | CARS/SRS Microscopy |  | https://www.coherent.com/lasers/laser/chameleon-family/chameleon-compact-opo-family |  | 2017-09-01
527 | Chameleon Compact OPO (Pumped by Chameleon Vision II) | Chameleon Compact OPO Family | Laser | Ultrafast |  | Ultrafast Oscillators | 700 |  | 700 | 700+ | [9 empty] | >100 | [20 empty] | >700 | [27 empty] | ~15 | ~95 |  |  |  | Yes |  |  |  |  | 1000 | 1350 | [28 empty] | 1750 to 4000 | [5 empty] | 80000 | 80000 | [39 empty] | 0.0002 | [74 empty] | 2 |  |  | 0.5 | [11 empty] | 1.1 | [26 empty] | Horizontal | [38 empty] | 520 x 369 x 158 | [351 empty] | Multiphoton Excitation, Terahertz Imaging, CRS/SRS, Confocal Microscopy, Atomic and Molecular, Spectroscopy | CARS/SRS Microscopy |  | https://www.coherent.com/lasers/laser/chameleon-family/chameleon-compact-opo-family |  | 2017-09-01
528 | Chameleon MPX (Pumped by Chameleon Vision II) | Chameleon Compact OPO Family | Laser | Ultrafast |  | Ultrafast Oscillators | 700 |  | 700 | 700+ | [58 empty] | ~15 | 95 |  |  |  | Yes |  |  |  |  | 1010 | 1340 | [10 empty] | 760 to 910 | [23 empty] | 80000 | 80000 | [39 empty] | 0.00013 | [74 empty] | 2 |  |  | 0.7 | [11 empty] | <1.1 | [26 empty] | Horizontal | [38 empty] | 520 x 369 x 158 | [248 empty] | ~6000 | [102 empty] | Multiphoton Excitation, Terahertz Imaging, CRS/SRS, Confocal Microscopy, Atomic and Molecular, Spectroscopy | CARS/SRS Microscopy |  | https://www.coherent.com/lasers/laser/chameleon-family/chameleon-compact-opo-family |  | 2017-09-01
529 | Chameleon MPX (Pumped by Chameleon Ultra II) | Chameleon Compact OPO Family | Laser | Ultrafast |  | Ultrafast Oscillators | 750 |  | 750 | 750+ | [58 empty] | ~15 | 95 |  |  |  | Yes |  |  |  |  | 1010 | 1340 | [10 empty] | 760 to 910 | [23 empty] | 80000 | 80000 | [39 empty] | 0.00013 | [74 empty] | 2 |  |  | 0.7 | [11 empty] | <1.1 | [26 empty] | Horizontal | [38 empty] | 520 x 369 x 158 | [248 empty] | ~6000 | [102 empty] | Multiphoton Excitation, Terahertz Imaging, CRS/SRS, Confocal Microscopy, Atomic and Molecular, Spectroscopy | CARS/SRS Microscopy |  | https://www.coherent.com/lasers/laser/chameleon-family/chameleon-compact-opo-family |  | 2017-09-01
530 | Chameleon Ultra | Chameleon Ultra | Laser | Ultrafast |  | Ultrafast Oscillators |  | 3300 | 200 | 3500 | [32 empty] | >200 | [21 empty] | <±0.5 | [8 empty] | Yes | Visible | 680 | 1080 | 400 | 680 | 1080 | [24 empty] | 680 to 1080 |  |  |  |  | >35 |  |  |  |  | 80000 | 80000 | [39 empty] | 0.00014 | [16 empty] | 47 to 63 | [5 empty] | <15A at 90VAC (power supply), <7A at 90VAC (chiller), <2A at 90VAC (MRU X1) | [22 empty] | 90 | 250 |  |  |  |  | 1300 | 2300 | [5 empty] | 2300W max, 1300W typical | [11 empty] | <10 |  |  |  | 1.2 ± 0.2 | [14 empty] | <1.1 | [13 empty] | 0.9 to 1.1 | [7 empty] | <0.15 |  |  |  |  | Horizontal >500:1 |  | <0.5 |  |  |  |  | TEM00 | [20 empty] | 436 x 270 x 393 | 11 | [13 empty] | 610.4 x 369 x 189.2 | 42 | [14 empty] | 460 x 430 x 85 | 9 | [8 empty] | 41 | [9 empty] | 4 | [36 empty] | 5 to 40 | 15 to 35 | [273 empty] | Spectroscopy, Multiphoton Excitation, Terahertz Imaging, CRS/SRS, Non-linear Optics, Optogenetic Photoactivation, Second Harmonic Generation Imaging, Pumping of Optical Parametric Oscillators (OPO) | CARS/SRS Microscopy, Terahertz Generation, 3D Contour Mapping |  | https://www.coherent.com/lasers/laser/chameleon-family/chameleon-ultra-family
531 | Chameleon Ultra | Chameleon Ultra | Laser | Ultrafast |  | Ultrafast Oscillators | 450, 500, 1400, 1400, 2500 | 2050 | 450 | 2500 | [32 empty] | >200 | [20 empty] | >500 mW at 690nm, >1.4W at 710nm, >2.5W at 800nm, >1.4W at 920nm, >450mW at 1020nm | <±0.5 | [8 empty] | Yes | Visible | 690 | 1020 | 330 | 690 | 1020 | [24 empty] | 690 to 1020 |  |  |  |  | >35 |  |  |  |  | 80000 | 80000 | [39 empty] | 0.00014 | [16 empty] | 47 to 63 | [5 empty] | <15A at 90VAC (power supply), <7A at 90VAC (chiller), <2A at 90VAC (MRU X1) | [22 empty] | 90 | 250 |  |  |  |  | 1300 | 2300 | [5 empty] | 2300W max, 1300W typical | [11 empty] | <10 |  |  |  | 1.2 ± 0.2 | [14 empty] | <1.1 | [13 empty] | 0.9 to 1.1 | [7 empty] | <0.15 |  |  |  |  | Horizontal >500:1 |  | <0.5 |  |  |  |  | TEM00 | [20 empty] | 436 x 270 x 393 | 11 | [13 empty] | 610.4 x 369 x 189.2 | 42 | [14 empty] | 460 x 430 x 85 | 9 | [8 empty] | 41 | [9 empty] | 4 | [36 empty] | 5 to 40 | 15 to 35 | [273 empty] | Spectroscopy, Multiphoton Excitation, Terahertz Imaging, CRS/SRS, Non-linear Optics, Optogenetic Photoactivation, Second Harmonic Generation Imaging, Pumping of Optical Parametric Oscillators (OPO) | CARS/SRS Microscopy, Terahertz Generation, 3D Contour Mapping |  | https://www.coherent.com/lasers/laser/chameleon-family/chameleon-ultra-family |  | 2017-09-01
532 | Chameleon Ultra I | Chameleon Ultra | Laser | Ultrafast |  | Ultrafast Oscillators | 300, 450, 600, 1450, 1500, 2900 | 2600 | 300 | 2900 | [32 empty] | >250 | [20 empty] | >600mW at 690nm, >1.5W at 710nm, >2.9W at 800nm, >1.45W at 920nm, >450mW at 1020nm, >300mW at 1040nm | <±0.5 | [8 empty] | Yes | Visible | 690 | 1040 | 350 | 690 | 1040 | [24 empty] | 690 to 1040 |  |  |  |  | >40 |  |  |  |  | 80000 | 80000 | [39 empty] | 0.00014 | [16 empty] | 47 to 63 | [5 empty] | <15A at 90VAC (power supply), <7A at 90VAC (chiller), <2A at 90VAC (MRU X1) | [22 empty] | 90 | 250 |  |  |  |  | 1300 | 2300 | [5 empty] | 2300W max, 1300W typical | [11 empty] | <10 |  |  |  | 1.2 ± 0.2 | [14 empty] | <1.1 | [13 empty] | 0.9 to 1.1 | [7 empty] | <0.15 |  |  |  |  | Horizontal >500:1 |  | <0.5 |  |  |  |  | TEM00 | [20 empty] | 436 x 270 x 393 | 11 | [13 empty] | 610.4 x 369 x 189.2 | 42 | [14 empty] | 460 x 430 x 85 | 9 | [8 empty] | 41 | [9 empty] | 4 | [36 empty] | 5 to 40 | 15 to 35 | [273 empty] | Spectroscopy, Multiphoton Excitation, Terahertz Imaging, CRS/SRS, Non-linear Optics, Optogenetic Photoactivation, Second Harmonic Generation Imaging, Pumping of Optical Parametric Oscillators (OPO) | CARS/SRS Microscopy, Terahertz Generation, 3D Contour Mapping |  | https://www.coherent.com/lasers/laser/chameleon-family/chameleon-ultra-family |  | 2017-09-01
533 | Chameleon Ultra II | Chameleon Ultra | Laser | Ultrafast |  | Ultrafast Oscillators | 200, 550, 650,1600, 1600, 3500 | 3300 | 200 | 3500 | [32 empty] | >300 | [20 empty] | >650mW at 680nm, >1.6W at 700nm, >3.5W at 800nm, >1.6W at 920nm, >550mW at 1020nm, >200mW at 1080nm | <±0.5 | [8 empty] | Yes | Visible | 680 | 1080 | 400 | 680 | 1080 | [24 empty] | 680 to 1080 |  |  |  |  | >40 |  |  |  |  | 80000 | 80000 | [39 empty] | 0.00014 | [16 empty] | 47 to 63 | [5 empty] | <15A at 90VAC (power supply), <7A at 90VAC (chiller), <2A at 90VAC (MRU X1) | [22 empty] | 90 | 250 |  |  |  |  | 1300 | 2300 | [5 empty] | 2300W max, 1300W typical | [11 empty] | <10 |  |  |  | 1.2 ± 0.2 | [14 empty] | <1.1 | [13 empty] | 0.9 to 1.1 | [7 empty] | <0.15 |  |  |  |  | Horizontal >500:1 |  | <0.5 |  |  |  |  | TEM00 | [20 empty] | 436 x 270 x 393 | 11 | [13 empty] | 610.4 x 369 x 189.2 | 42 | [14 empty] | 460 x 430 x 85 | 9 | [8 empty] | 41 | [9 empty] | 4 | [36 empty] | 5 to 40 | 15 to 35 | [273 empty] | Spectroscopy, Multiphoton Excitation, Terahertz Imaging, CRS/SRS, Non-linear Optics, Optogenetic Photoactivation, Second Harmonic Generation Imaging, Pumping of Optical Parametric Oscillators (OPO) | CARS/SRS Microscopy, Terahertz Generation, 3D Contour Mapping |  | https://www.coherent.com/lasers/laser/chameleon-family/chameleon-ultra-family |  | 2017-09-01
534 | Chameleon Vision | Chameleon Vision | Laser | Ultrafast |  | Ultrafast Oscillators |  | 439999820 | 180 | 440000000 |  |  |  |  | <3.5 | [58 empty] | Yes | Visible - Near IR | 690 | 1080 | 390 | 390 | 1080 | [24 empty] | 680 to 1080 |  |  |  |  | >25 |  |  |  |  | 80000 | 80000 | [39 empty] | <0.00075 | [16 empty] | 47 to 63 | [5 empty] | <15A at 90VAC (power supply), <7A at 90VAC (chiller), <2A at 90VAC (MRU X1) | [22 empty] | 90 | 250 |  |  |  |  | 1300 | 2300 | [5 empty] | 2300W max, 1300W typical | [15 empty] | 1.2 ± 0.2 | [14 empty] | <1.1 | [13 empty] | 0.9 to 1.1 | [7 empty] | <0.15 |  |  |  |  | Horizontal >500:1 |  | <80/100 total |  |  |  |  | TEM00 | [20 empty] | 436 x 270 x 393 | 11 | [13 empty] | 799.8 x 369 x 189.2 | 52 | [14 empty] | 460 x 430 x 85 | 9 | [18 empty] | 3 | [36 empty] | 5 to 40 | 15 to 35 | [273 empty] | Multiphoton Excitation, Spectroscopy, Terahertz Imaging, Time Resolved Luminescence and Spectroscopy, Optogenetic Photoactivation, Second Harmonic Generation Imaging, Supercontinuum Generation |  |  | https://www.coherent.com/lasers/laser/chameleon-vision-family
535 | Chameleon Vision I | Chameleon Vision | Laser | Ultrafast |  | Ultrafast Oscillators | 260, 640, 920, 1070, 2500 | 2240 | 260 | 2500 |  |  |  |  | 2.5 | [48 empty] | 640 mW at 690nm, 1.07W at 710nm, 2.5W at 800nm, 920mW at 920 nm, 250mW at 1040nm | <±0.5 | [8 empty] | Yes | Visible | 690 | 1040 | 350 | 390 | 1040 | [24 empty] | 690 to 1040 |  |  |  |  | >35 |  |  |  |  | 80000 | 80000 | [39 empty] | 0.00014 | [16 empty] | 47 to 63 | [5 empty] | <15 at 90VAC (power supply), <7 at 90VAC (chiller), <2 at 90VAC (MRU x1) | [22 empty] | 90 | 250 |  |  |  |  | 1300 | 2300 | [5 empty] | 2300W max, 1300W typical | [11 empty] | <10 |  |  |  | 1.2 ± 0.2 | [14 empty] | <1.1 | [13 empty] | 0.9 to 1.1 | [7 empty] | <0.15 |  |  |  |  | Horizontal >500:1 |  | <80/100 total |  |  |  |  | TEM00 | [20 empty] | 436 x 270 x 393 | 11 | [13 empty] | 799.8 x 369 x 189.2 | 52 | [14 empty] | 460 x 430 x 85 | 9 | [8 empty] | 41 | [9 empty] | 3 | [36 empty] | 5 to 40 | 15 to 35 | [91 empty] | 690nm: 0 to 43000, 800nm: 0 to 22000, 1020nm: 0 to 10000 | [181 empty] | Multiphoton Excitation, Spectroscopy, Terahertz Imaging, Time Resolved Luminescence and Spectroscopy |  |  | https://www.coherent.com/lasers/laser/chameleon-family/chameleon-vision-family |  | 2017-09-01
536 | Chameleon Vision II | Chameleon Vision | Laser | Ultrafast |  | Ultrafast Oscillators | 180, 400, 500, 1350, 1500, 3000 | 2820 | 180 | 3000 |  |  |  |  | 3 | [48 empty] | 500mW at 680nm, 1.5W at 710nm, 3W at 800nm, 1.35W at 920nm, 400mW at 1040nm, 180mW at 1080nm | <±0.5 | [8 empty] | Yes | Near IR | 710 | 1080 | 370 | 710 | 1080 | [24 empty] | 680 to 1080 |  |  |  |  | >40 |  |  |  |  | 80000 | 80000 | [39 empty] | 0.00014 | [16 empty] | 47 to 63 | [5 empty] | <15 at 90VAC (power supply), <7 at 90VAC (chiller), <2 at 90VAC (MRU x1) | [22 empty] | 90 | 250 |  |  |  |  | 1300 | 2300 | [5 empty] | 2300W max, 1300W typical | [11 empty] | <10 |  |  |  | 1.2 ± 0.2 | [14 empty] | <1.1 | [13 empty] | 0.9 to 1.1 | [7 empty] | <0.15 |  |  |  |  | Horizontal >500:1 |  | <80/100 total |  |  |  |  | TEM00 | [20 empty] | 436 x 270 x 393 | 11 | [13 empty] | 799.8 x 369 x 189.2 | 52 | [14 empty] | 460 x 430 x 85 | 9 | [8 empty] | 41 | [9 empty] | 3 | [36 empty] | 5 to 40 | 15 to 35 | [91 empty] | 680nm: 0 to 47000, 800nm: 0 to 22000, 1020nm: 0 10 10000, 1080nm: 0 to 9000 | [181 empty] | Multiphoton Excitation, Spectroscopy, Terahertz Imaging, Time Resolved Luminescence and Spectroscopy |  |  | https://www.coherent.com/lasers/laser/chameleon-family/chameleon-vision-family |  | 2017-09-01
537 | Chameleon Vision S | Chameleon Vision | Laser | Ultrafast |  | Ultrafast Oscillators | 50000000, 80000000, 240000000, 440000000 | 390000000 | 50000000 | 440000000 |  |  |  |  | 2.5 | [24 empty] | <±0.5 | [6 empty] | 80 kW at 690nm, 440 kW at 800nm, 240 kW at 920nm, 50 kW at 1050 nm | [26 empty] | Yes | Visible | 690 | 1050 | 360 | 690 | 1050 | [24 empty] | 690 to 1050 |  |  |  |  | >25 |  |  |  |  | 80000 | 80000 | [39 empty] | 0.00075 | [16 empty] | 47 to 63 | [5 empty] | <15 at 90VAC (power supply), <7 at 90VAC (chiller), <2 at 90VAC (MRU x1) | [22 empty] | 90 | 250 |  |  |  |  | 1300 | 2300 | [5 empty] | 2300W max, 1300W typical | [15 empty] | 1.2 ± 0.2 | [14 empty] | <1.1 | [13 empty] | 0.9 to 1.1 | [7 empty] | <0.15 |  |  |  |  | Horizontal >500:1 |  | <80/100 total |  |  |  |  | TEM00 | [20 empty] | 436 x 270 x 393 | 11 | [13 empty] | 799.8 x 369 x 189.2 | 52 | [14 empty] | 460 x 430 x 85 | 9 | [8 empty] | 33 | [9 empty] | 3 | [36 empty] | 5 to 40 | 15 to 28 | [9 empty] | 5 to 40 | [81 empty] | 690nm: 0 to -43000, 800nm: 0 to -22000, 1050nm: 0 to -9500 | [181 empty] | Multiphoton Excitation, Spectroscopy, Terahertz Imaging, Time Resolved Luminescence and Spectroscopy, Optogenetic Photoactivation, Second Harmonic Generation Imaging, Supercontinuum Generation |  |  | https://www.coherent.com/lasers/laser/chameleon-family/chameleon-vision-family |  | 2017-09-01
538 | DFG 9800/9850 | DFG 9800/9850 | Laser | Ultrafast |  | Ultrafast Harmonic Generator | [67 empty] | No | [237 empty] | 584 x 356 x 184 | [354 empty] | https://www.coherent.com/lasers/laser/ultrafast-amplifier-accessories/dfg-9800-9850 |  | 2017-10-12
539 | DFG 9800 | DFG 9800/9850 | Laser | Ultrafast |  | Ultrafast Harmonic Generator | [64 empty] | 12W Verdi (split off from V-18) |  |  | No | [187 empty] | 120 | [8 empty] | 112 | [39 empty] | 584 x 356 x 184 | 584 x 356 x 184 | [164 empty] | >2%, 250 kHz | [189 empty] | https://www.coherent.com/lasers/laser/ultrafast-amplifier-accessories/dfg-9800-9850 |  | 2017-09-01
540 | DFG 9850 | DFG 9800/9850 | Laser | Ultrafast |  | Ultrafast Harmonic Generator | [64 empty] | 10W Verdi |  |  | No | [187 empty] | 120 | [8 empty] | 112 | [39 empty] | 584 x 356 x 184 | 584 x 356 x 184 | [164 empty] | >1.5%, 100 kHz | [189 empty] | https://www.coherent.com/lasers/laser/ultrafast-amplifier-accessories/dfg-9800-9850 |  | 2017-09-01
541 | Legend Elite HE+ | Legend Elite HE+ | Laser | Ultrafast |  | Ultrafast Amplifier | [67 empty] | Yes | Near IR | 780 | 820 | 40 | [36 empty] | <10 |  | 1 | 10 | [127 empty] | <1.35 | [33 empty] | TEM00 | [31 empty] | 1564.1 x 949.3 x 261.9 | [351 empty] | Time-resolved Spectroscopy, Multidimensional Spectroscopy, THz Spectroscopy, fs Micromachining, Surface SFG/SHG, Stimulated Raman Scattering, High Harmonic Generation |  |  | https://www.coherent.com/lasers/laser/ultrafast-amplifiers/legend-elite-series |  | 2017-10-12
542 | Legend Elite USX/USP Duo -HE+ | Legend Elite HE+ | Laser | Ultrafast |  | Ultrafast Amplifier | [59 empty] | <0.5 | [7 empty] | Yes | Near IR | 795 | 805 | 10 | [36 empty] | 1, 5, 10 |  | 1 | 10 | [11 empty] | -I: >8 at 1 kHz, >2.5 at 5 kHz, >1 at 10 kHz, -II: >10 at 1 kHz, >3 at 5 kHz, >1.2 at 10 kHz -III: >13 at 1 kHz, >3.2 at 5 kHz, >1.4 at 10 kHz | [25 empty] | <0.000025, < 0.000035 | [87 empty] | <10 |  | <1.35 | [26 empty] | Linear, Horizontal | [6 empty] | TEM00 | [31 empty] | 1564.1 x 949.3 x 261.9 | [257 empty] | -I: REVOLUTION-80, -II: REVOLUTION-80 + REVOLUTION-35, -III: REVOLUTION-80 + REVOLUTION-65 | [93 empty] | Time-resolved Spectroscopy, Multidimensional Spectroscopy, THz Spectroscopy, fs Micromachining, Surface SFG/SHG, Stimulated Raman Scattering, High Harmonic Generation |  |  | https://www.coherent.com/lasers/laser/ultrafast-amplifiers/legend-elite-series |  | 2017-09-01
543 | Legend Elite F/P Duo -HE+ | Legend Elite HE+ | Laser | Ultrafast |  | Ultrafast Amplifier | [59 empty] | <0.5 | [7 empty] | Yes | Near IR | 780 | 820 | 40 | [36 empty] | 1, 5, 10 |  | 1 | 10 | [11 empty] | -I: >8 at 1 kHz, >2.5 at 5 kHz, >1 at 10 kHz, -II: >10 at 1 kHz, >3 at 5 kHz, >1.2 at 10 kHz -III: >13 at 1 kHz, >3.2 at 5 kHz, >1.4 at 10 kHz | [25 empty] | <0.00011, 0.0005 to 0.001 | [87 empty] | <10 |  | <1.35 | [26 empty] | Linear, Horizontal | [6 empty] | TEM00 | [31 empty] | 1564.1 x 949.3 x 261.9 | [257 empty] | -I: REVOLUTION-80, -II: REVOLUTION-80 + REVOLUTION-35, -III: REVOLUTION-80 + REVOLUTION-65 | [93 empty] | Time-resolved Spectroscopy, Multidimensional Spectroscopy, THz Spectroscopy, fs Micromachining, Surface SFG/SHG, Stimulated Raman Scattering, High Harmonic Generation |  |  | https://www.coherent.com/lasers/laser/ultrafast-amplifiers/legend-elite-series |  | 2017-09-01
544 | Legend Elite USX/USP HE+ | Legend Elite HE+ | Laser | Ultrafast |  | Ultrafast Amplifier | [59 empty] | <0.5 | [7 empty] | Yes | Near IR | 795 | 805 | 10 | [36 empty] | 1, 5, 10 |  | 1 | 10 | [11 empty] | -I: >1.5 at 1 kHz, >0.3 at 5 kHz, >0.15 at 10 kHz, -II: >5 at 1 kHz, >1 at 5 kHz, >0.45 at 10 kHz, -III: >7 at 1 kHz, >1.6 at 5 kHz, >0.7 at 10 kHz | [25 empty] | <0.000025, < 0.000035 | [87 empty] | <10 |  | <1.3 | [26 empty] | Linear, Horizontal | [6 empty] | TEM00 | [31 empty] | 1564.1 x 684.7 x 261.9 | [257 empty] | -I: REVOLUTION-20, -II: REVOLUTION-50, -III: REVOLUTION-65 | [93 empty] | Time-resolved Spectroscopy, Multidimensional Spectroscopy, THz Spectroscopy, fs Micromachining, Surface SFG/SHG, Stimulated Raman Scattering, High Harmonic Generation |  |  | https://www.coherent.com/lasers/laser/ultrafast-amplifiers/legend-elite-series |  | 2017-09-01
545 | Legend Elite F/P HE+ | Legend Elite HE+ | Laser | Ultrafast |  | Ultrafast Amplifier | [59 empty] | <0.5 | [7 empty] | Yes | Near IR | 780 | 820 | 40 | [36 empty] | 1, 5, 10 |  | 1 | 10 | [11 empty] | -I: >1.5 at 1 kHz, >0.3 at 5 kHz, >0.15 at 10 kHz, -II: >5 at 1 kHz, >1 at 5 kHz, >0.45 at 10 kHz, -III: >7 at 1 kHz, >1.6 at 5 kHz, >0.7 at 10 kHz | [25 empty] | <0.00011, 0.0005 to 0.001 | [87 empty] | <10 |  | <1.3 | [26 empty] | Linear, Horizontal | [6 empty] | TEM00 | [31 empty] | 1564.1 x 684.7 x 261.9 | [257 empty] | -I: REVOLUTION-20, -II: REVOLUTION-50, -III: REVOLUTION-65 | [93 empty] | Time-resolved Spectroscopy, Multidimensional Spectroscopy, THz Spectroscopy, fs Micromachining, Surface SFG/SHG, Stimulated Raman Scattering, High Harmonic Generation |  |  | https://www.coherent.com/lasers/laser/ultrafast-amplifiers/legend-elite-series |  | 2017-09-01
546 | Legend Elite Cryo PA | Legend Elite Cryo PA | Laser | Ultrafast |  | Ultrafast Amplifier | [59 empty] | <0.75 | [7 empty] | Yes | Near IR | 800 | [38 empty] | 1, 5, 10 |  | 1 | 10 | [11 empty] | Options to >20 | [5 empty] | <0.000030 (USX model), <0.000040 (USP model) | [26 empty] | Options to >20 | <1 (60,000 pulses, RMS) | [81 empty] | <1.45 | [8 empty] | >106:1 | >1000:1 pre-pulse; >100:1 post-pulse | [16 empty] | Horizontal | [6 empty] | TEM00 | [289 empty] | Evolution-30, Evolution-HE | [96 empty] | https://www.coherent.com/lasers/laser/ultrafast-amplifiers/legend-elite-cryo-pa |  | 2017-09-01
547 | Libra | Libra | Laser | Ultrafast |  | Ultrafast Amplifier | [67 empty] | Yes | Near IR | 800 | [38 empty] | <10 | <1 | <1 | 10 | [112 empty] | <9 | [14 empty] | <1.3 | [33 empty] | TEM00 | [31 empty] | 1255.7 x 809.8 x 261.9 | [351 empty] | Biology, Photochemistry, Solid State Research |  |  | https://www.coherent.com/lasers/laser/ultrafast-amplifiers/libra-series |  | 2017-10-12
548 | Libra | Libra | Laser | Ultrafast |  | Ultrafast Amplifier | [67 empty] | Yes | Near IR | 800 | [38 empty] | 1, 5, 10 |  | 1 | 10 | [11 empty] | >1 at 1 kHz, >0.3 at 5 kHz, >0.15 at 10 kHz | [5 empty] | F-Model: <0.001, USP-Model: <0.0005 | [28 empty] | <0.5 | [65 empty] | 6 | [14 empty] | <1.3 | [7 empty] | >1000:1 pre-pulse >100:1 post-pulse | [18 empty] | Linear, Horizotal | [6 empty] | TEM00 | [31 empty] | 1255.7 x 809.8 x 261.9 | [257 empty] | Evolution-15 | [93 empty] | Biology, Photochemistry, Solid State Research |  |  | https://www.coherent.com/lasers/laser/ultrafast-amplifiers/libra-series |  | 2017-09-01
549 | Libra-HE | Libra | Laser | Ultrafast |  | Ultrafast Amplifier | [67 empty] | Yes | Near IR | 800 | [38 empty] | 1, 5, 10 |  | 1 | 10 | [11 empty] | >4 at 1 kHz, >0.8 at 5 kHz, >0.4 at 10 kHz | [5 empty] | F-Model: <0.001, USP-Model: <0.0005 | [28 empty] | <0.5 | [65 empty] | 9 | [14 empty] | <1.3 | [7 empty] | >1000:1 pre-pulse >100:1 post-pulse | [18 empty] | Linear, Horizotal | [6 empty] | TEM00 | [31 empty] | 1255.7 x 809.8 x 261.9 | [257 empty] | Evolution-30 | [93 empty] | Biology, Photochemistry, Solid State Research |  |  | https://www.coherent.com/lasers/laser/ultrafast-amplifiers/libra-series |  | 2017-09-01
550 | Libra-HE+ | Libra | Laser | Ultrafast |  | Ultrafast Amplifier | [67 empty] | Yes | Near IR | 800 | [38 empty] | 1 | 1 | [13 empty] | >5 at 1 kHz | [5 empty] | F-Model: <0.001, USP-Model: <0.0004 | [28 empty] | <0.5 | [65 empty] | 9 | [14 empty] | <1.3 | [7 empty] | >1000:1 pre-pulse >100:1 post-pulse | [18 empty] | Linear, Horizotal | [6 empty] | TEM00 | [31 empty] | 1255.7 x 809.8 x 261.9 | [257 empty] | Evolution-45 | [93 empty] | Biology, Photochemistry, Solid State Research |  |  | https://www.coherent.com/lasers/laser/ultrafast-amplifiers/libra-series |  | 2017-09-01
551 | Mira 900 | Mira 900 | Laser | Ultrafast |  | Ultrafast Oscillators |  |  | 40 | 3500+ | [63 empty] | Yes | Visible - IR | <1100 |  |  | <1000 | <4000 | [34 empty] | <76000 | <76000 | [114 empty] | <0.8 |  |  | <1.7 | [11 empty] | <1.2 | [417 empty] | Raman spectroscopy |  |  | https://www.coherent.com/lasers/main/ultrafast-laser-oscillators-and-amplifiers/ultrafast-oscillators/mira-family |  | 2017-10-12
552 | Mira Optima 900-F | Mira 900 | Laser | Ultrafast |  | Ultrafast Oscillators | 650, 800, 1000, 1300, 1400 | 750 | 650 | 1400 | [63 empty] | Yes |  |  |  |  | 700 | 1000 | [34 empty] | 76000 | 76000 | [112 empty] | <200 |  | 0.8 |  |  | 1.7 | [33 empty] | <0.1 (Verdi), <2 (Sabre/Innova) |  |  |  |  | Horizontal | [6 empty] | TEM00 | <3 (Verdi), <5 (Sabre/Innova) | [30 empty] | 1111 x 381 x 197 | [351 empty] | Raman spectroscopy |  |  | https://www.coherent.com/lasers/laser/mira-900 |  | 2017-09-01
553 | Mira Optima 900-P | Mira 900 | Laser | Ultrafast |  | Ultrafast Oscillators | 650, 800, 1000, 1300, 1400 | 750 | 650 | 1400 | [63 empty] | Yes |  |  |  |  | 700 | 1000 | [34 empty] | 76000 | 76000 | [112 empty] | <3000 |  | 0.8 |  |  | 1.7 | [33 empty] | <0.1 (Verdi), <2 (Sabre/Innova) |  |  |  |  | Horizontal | [6 empty] | TEM00 | <3 (Verdi), <5 (Sabre/Innova) | [30 empty] | 1111 x 381 x 197 | [351 empty] | Raman spectroscopy |  |  | https://www.coherent.com/lasers/laser/mira-900 |  | 2017-09-01
554 | Mira Optima 900-D | Mira 900 | Laser | Ultrafast |  | Ultrafast Oscillators | 650, 800, 1000, 1300, 1400 | 750 | 650 | 1400 | [63 empty] | Yes |  |  |  |  | 700 | 1000 | [34 empty] | 76000 | 76000 | [112 empty] | <3000, <200 |  | 0.8 |  |  | 1.7 | [33 empty] | <0.1 (Verdi), <2 (Sabre/Innova) |  |  |  |  | Horizontal | [6 empty] | TEM00 | <3 (Verdi), <5 (Sabre/Innova) | [30 empty] | 1111 x 381 x 197 | [351 empty] | Raman spectroscopy |  |  | https://www.coherent.com/lasers/laser/mira-900 |  | 2017-09-01
555 | Mira Optima 900-S | Mira 900 | Laser | Ultrafast |  | Ultrafast Oscillators | 650, 800, 1000, 1300, 1400 | 750 | 650 | 1400 | [63 empty] | Yes |  |  |  |  | 700 | 1000 | [34 empty] | 76000 | 76000 | [112 empty] | <200 |  | 0.8 |  |  | 1.7 | [33 empty] | <0.1 (Verdi), <2 (Sabre/Innova) |  |  |  |  | Horizontal | [6 empty] | TEM00 | <3 (Verdi), <5 (Sabre/Innova) | [30 empty] | 1111 x 381 x 197 | [351 empty] | Raman spectroscopy |  |  | https://www.coherent.com/lasers/laser/mira-900 |  | 2017-09-01
556 | Mira-HP | Mira-HP
557 | Mira HP-F | Mira-HP | Laser | Ultrafast |  | Ultrafast Oscillators | 3500 |  | 3500 | 3500+ | [63 empty] | Yes |  |  |  |  | 700 | 1000 | [24 empty] | 700 to 980 | [9 empty] | 76000 | 76000 | [39 empty] | 0.00015 | [74 empty] | 0.8 |  |  | 1.7 | [33 empty] | <0.1 |  |  |  |  | Horizontal | [6 empty] | TEM00 | [31 empty] | 1111.3 x 381 x 196.9 | [225 empty] | FieldMaxII-TO power meter (part number 1070873) | [48 empty] | PM10 power detector (part number 0012-0929) | [79 empty] | https://www.coherent.com/lasers/laser/ultrafast-oscillators/mira-hp |  | 2017-09-01
558 | Mira HP-P | Mira-HP | Laser | Ultrafast |  | Ultrafast Oscillators | 2800 |  | 2800 | 2800+ | [63 empty] | Yes |  |  |  |  | 700 | 1000 | [24 empty] | 700 to 980 | [9 empty] | 76000 | 76000 | [39 empty] | 0.002 | [74 empty] | 0.8 |  |  | 1.7 | [33 empty] | <0.1 |  |  |  |  | Horizontal | [6 empty] | TEM00 | [31 empty] | 1111.3 x 381 x 196.9 | [225 empty] | FieldMaxII-TO power meter (part number 1070873) | [48 empty] | PM10 power detector (part number 0012-0929) | [79 empty] | https://www.coherent.com/lasers/laser/ultrafast-oscillators/mira-hp |  | 2017-09-01
559 | Mira HP-D | Mira-HP | Laser | Ultrafast |  | Ultrafast Oscillators | [67 empty] | Yes |  |  |  |  | 700 | 1000 | [24 empty] | 700 to 980 | [9 empty] | 76000 | 76000 | [114 empty] | 0.8 |  |  | 1.7 | [33 empty] | <0.1 |  |  |  |  | Horizontal | [6 empty] | TEM00 | [31 empty] | 1111.3 x 381 x 196.9 | [225 empty] | FieldMaxII-TO power meter (part number 1070873) | [48 empty] | PM10 power detector (part number 0012-0929) | [79 empty] | https://www.coherent.com/lasers/laser/ultrafast-oscillators/mira-hp |  | 2017-09-01
560 | Mira-OPO | Mira-OPO | Laser | Ultrafast |  | Ultrafast Oscillators Accessories |  |  | 40 | 650+ | [63 empty] | Yes | Visible - IR | 600 | 1100 | 500 | 1000 | 4000 | [9 empty] | 740 to 880 | [11 empty] | 495 to 1630 | [13 empty] | Matched and Synchronized to Pump Laser | [58 empty] | 0.6 | [70 empty] | <1.2 | [21 empty] | <0.5 |  |  |  |  | IR Signal & Idler: Linear Horizontal, Vis SHG Signal: Linear Vertical | [38 empty] | 1169 x 402 x 204 | [354 empty] | https://www.coherent.com/lasers/laser/mira-opo |  | 2018-04-13
561 | Mira OPO-X (IR-femtosecond) | Mira-OPO | Laser | Ultrafast |  | Ultrafast Oscillators Accessories | 650, 650, 250, 75 |  | 75 | 650+ |  |  | Chameleon Ultra-II: >650 at 1100nm, 18W Pumped Mira HP: >650 at 1100nm, 10W Pumped Mira 900: >250 at 1100nm, 5W Pumped Mira 900: >75 at 1100nm | [60 empty] | Yes | IR | 1100 |  |  | 1000 | 4000 | [9 empty] | 740 to 880 | [11 empty] | 495 to 1630 |  |  | Signal SHG: NA, Signal: 1000 to 1600, Idler (option): 740 to 880 | [10 empty] | Matched and Synchronized to Pump Laser | [42 empty] | 200 fs from 130 fs pump pulse | [15 empty] | 0.6 | [70 empty] | <1.2 | [21 empty] | <0.5 |  |  |  |  | IR Signal & Idler: Linear Horizontal, Vis SHG Signal: Linear Vertical | [38 empty] | 1169 x 402 x 204 | [148 empty] | IR Linear Cavity | [79 empty] | femtosecond | [125 empty] | https://www.coherent.com/lasers/laser/mira-opo |  | 2017-09-01
562 | Mira OPO-X (IR-picosecond) | Mira-OPO | Laser | Ultrafast |  | Ultrafast Oscillators Accessories | 75, 250, 520 |  | 75 | 520+ |  |  | Chameleon Ultra-II: NA, 18W Pumped Mira HP: >520 at 1100nm, 10W Pumped Mira 900: >250 at 1100nm, 5W Pumped Mira 900: >75 at 1100nm | [60 empty] | Yes | IR | 1100 |  |  | 1000 | 4000 | [9 empty] | 740 to 880 | [11 empty] | 495 to 1630 |  |  | Signal SHG: NA, Signal: 1000 to 1600, Idler (option): 740 to 880 | [10 empty] | Matched and Synchronized to Pump Laser | [42 empty] | 1.6 ps from 2 ps pump pulse | [15 empty] | 0.6 | [70 empty] | <1.2 | [21 empty] | <0.5 |  |  |  |  | IR Signal & Idler: Linear Horizontal, Vis SHG Signal: Linear Vertical | [38 empty] | 1169 x 402 x 204 | [148 empty] | IR Linear Cavity | [79 empty] | picosecond | [125 empty] | https://www.coherent.com/lasers/laser/mira-opo |  | 2017-09-01
563 | Mira OPO-X (Vis + IR - femtosecond) | Mira-OPO | Laser | Ultrafast |  | Ultrafast Oscillators Accessories | 40, 150, 500, 500 |  | 40 | 500+ |  |  | Chameleon Ultra-II: >500 at 600nm, 18W Pumped Mira HP: >500 at 600nm, 10W Pumped Mira 900: >150 at 600nm, 5W Pumped Mira 900: >40 at 600nm | [60 empty] | Yes | Visible | 600 |  |  | 1000 | 4000 | [9 empty] | 740 to 880 | [11 empty] | 495 to 1630 |  |  | Signal SHG: 505 to 740, Signal IR: 1000 to 1600, Idler (option): 740 to 880 | [10 empty] | Matched and Synchronized to Pump Laser | [42 empty] | 200 fs from 130 fs pump pulse | [15 empty] | 0.6 | [70 empty] | <1.2 | [21 empty] | <0.5 |  |  |  |  | IR Signal & Idler: Linear Horizontal, Vis SHG Signal: Linear Vertical | [38 empty] | 1169 x 402 x 204 | [148 empty] | Visible Ring Cavity with Intracavity SHG | [79 empty] | femtosecond | [125 empty] | https://www.coherent.com/lasers/laser/mira-opo |  | 2017-09-01
564 | Mira OPO-X (Vis + IR - picosecond) | Mira-OPO | Laser | Ultrafast |  | Ultrafast Oscillators Accessories | 40, 150, 400 |  | 40 | 400+ |  |  | Chameleon Ultra-II: NA, 18W Pumped Mira HP: >400 at 600nm, 10W Pumped Mira 900: >150 at 600nm, 5W Pumped Mira 900: >40 at 600nm | [60 empty] | Yes | Visible | 600 |  |  | 1000 | 4000 | [9 empty] | 740 to 880 | [11 empty] | 495 to 1630 |  |  | Signal SHG: 505 to 740, Signal IR: 1000 to 1600, Idler (option): 740 to 880 | [10 empty] | Matched and Synchronized to Pump Laser | [42 empty] | 1.6 ps from 2 ps pump pulse | [15 empty] | 0.6 | [70 empty] | <1.2 | [21 empty] | <0.5 |  |  |  |  | IR Signal & Idler: Linear Horizontal, Vis SHG Signal: Linear Vertical | [38 empty] | 1169 x 402 x 204 | [148 empty] | Visible Ring Cavity with Intracavity SHG | [79 empty] | picosecond | [125 empty] | https://www.coherent.com/lasers/laser/mira-opo |  | 2017-09-01
565 | OPerA Solo kHz OPA | OPerA Solo kHz OPA | Laser | Ultrafast |  | Ultrafast OPA | [67 empty] | Yes |  |  |  |  | <240 | <20000 | [231 empty] | 743 x 461 x 223.2 | [351 empty] | Applied Physics, Physical Chemistry | FEL Synchrotron Studies, Multidimensional Spectroscopy, Pump and Probe Studies, Surface Sum Frequency Generation |  | https://www.coherent.com/lasers/laser/opera-solo-ultrafast-optical-parametric-amplifier |  | 2017-10-12
566 | OPerA Solo | OPerA Solo kHz OPA | Laser | Ultrafast |  | Ultrafast OPA | [67 empty] | Yes |  |  |  |  | 1140 | 2600 | [58 empty] | <50 fs pump: 220, <130 fs pump: 220 | [90 empty] | Signal, Idler | [81 empty] | 743 x 461 x 223.2 | [351 empty] | Applied Physics, Physical Chemistry | FEL Synchrotron Studies, Multidimensional Spectroscopy, Pump and Probe Studies, Surface Sum Frequency Generation |  | https://www.coherent.com/lasers/laser/opera-solo-ultrafast-optical-parametric-amplifier |  | 2017-09-01
567 | OPerA Solo (SH Package) | OPerA Solo kHz OPA | Laser | Ultrafast |  | Ultrafast OPA | [67 empty] | Yes |  |  |  |  | 580 | 1150 | [58 empty] | <50 fs pump: >30, <130 fs pump: 50 | [90 empty] | SHI, SHS | [42 empty] | Vertical, Horizontal | [38 empty] | 743 x 461 x 223.2 | [351 empty] | Applied Physics, Physical Chemistry | FEL Synchrotron Studies, Multidimensional Spectroscopy, Pump and Probe Studies, Surface Sum Frequency Generation |  | https://www.coherent.com/lasers/laser/opera-solo-ultrafast-optical-parametric-amplifier |  | 2017-09-01
568 | OPerA Solo (SF Package) | OPerA Solo kHz OPA | Laser | Ultrafast |  | Ultrafast OPA | [67 empty] | Yes |  |  |  |  | 480 | 580 | [58 empty] | <50 fs pump: >30 / >40, <130 fs pump: >50 / >70 | [90 empty] | SFI, SFS | [42 empty] | Vertical, Vertical | [38 empty] | 743 x 461 x 223.2 | [351 empty] | Applied Physics, Physical Chemistry | FEL Synchrotron Studies, Multidimensional Spectroscopy, Pump and Probe Studies, Surface Sum Frequency Generation |  | https://www.coherent.com/lasers/laser/opera-solo-ultrafast-optical-parametric-amplifier |  | 2017-09-01
569 | OPerA Solo (FH Package) | OPerA Solo kHz OPA | Laser | Ultrafast |  | Ultrafast OPA | [67 empty] | Yes |  |  |  |  | 290 | 480 | [58 empty] | <50 fs pump: >5, <130 fs pump: >10 | [90 empty] | FHI, FHS | [42 empty] | Vertical, Vertical | [38 empty] | 743 x 461 x 223.2 | [351 empty] | Applied Physics, Physical Chemistry | FEL Synchrotron Studies, Multidimensional Spectroscopy, Pump and Probe Studies, Surface Sum Frequency Generation |  | https://www.coherent.com/lasers/laser/opera-solo-ultrafast-optical-parametric-amplifier |  | 2017-09-01
570 | OPerA Solo (SHSF Package) | OPerA Solo kHz OPA | Laser | Ultrafast |  | Ultrafast OPA | [67 empty] | Yes |  |  |  |  | 240 | 295 | [58 empty] | <50 fs pump: >3, <130 fs pump: >8 | [90 empty] | SH (SFI), SH (SFS) | [42 empty] | Horizontal, Horizontal | [38 empty] | 743 x 461 x 223.2 | [351 empty] | Applied Physics, Physical Chemistry | FEL Synchrotron Studies, Multidimensional Spectroscopy, Pump and Probe Studies, Surface Sum Frequency Generation |  | https://www.coherent.com/lasers/laser/opera-solo-ultrafast-optical-parametric-amplifier |  | 2017-09-01
571 | OPerA Solo (NDFG Package) | OPerA Solo kHz OPA | Laser | Ultrafast |  | Ultrafast OPA | [67 empty] | Yes |  |  |  |  | 2600 | 20000 | [58 empty] | <50 fs pump: >2 @ 4 µm/ >0.5 @ 9 µm/>1 @ 5 µm, >0.1 @ 15 µm, <130 fs pump: >8 @ µm/>1.5 @ 10 µm/ >4 @5 µm/ >0.3 @ 15 µm | [90 empty] | NDFG1, NDFG2 | [42 empty] | Horizontal, Horizontal | [38 empty] | 743 x 461 x 223.2 | [351 empty] | Applied Physics, Physical Chemistry | FEL Synchrotron Studies, Multidimensional Spectroscopy, Pump and Probe Studies, Surface Sum Frequency Generation |  | https://www.coherent.com/lasers/laser/opera-solo-ultrafast-optical-parametric-amplifier |  | 2017-09-01
572 | RegA | RegA | Laser | Ultrafast |  | Ultrafast Amplifier |  | 2000 | 10000 | 12000 | [63 empty] | No | [40 empty] | <250 | <250 | [195 empty] | 1111.25 x 381 x 196.9 | [351 empty] | Bragg Gratings and Waveguides, Glass Micromaching, Ultrafast Spectroscopy, Multiphoton Excitation (MPE) Imaging, Material Processing, Waveguide Writing |  |  | https://www.coherent.com/lasers/laser/ultrafast-amplifiers/rega |  | 2017-10-12
573 | RegA 9000 | RegA | Laser | Ultrafast |  | Ultrafast Amplifier | 10000 | [66 empty] | No | [40 empty] | 100 | 100 | [22 empty] | 12W pump and 100 kHz: 5, 12W pump 250 kHz: 4, 10W pump and 100 kHz: 4, 10W pump and 250 kHz: 3 | [16 empty] | <0.00016 | [8 empty] | <1 | [88 empty] | >500:1 pre-pulse, >250:1 post pulse; other pulses >1000:1 | [18 empty] | Linear, Horizontal, 500:1 | [38 empty] | 1111.25 x 381 x 196.9 | [351 empty] | Bragg Gratings and Waveguides, Glass Micromaching, Ultrafast Spectroscopy, Multiphoton Excitation (MPE) Imaging, Material Processing, Waveguide Writing |  |  | https://www.coherent.com/lasers/laser/ultrafast-amplifiers/rega |  | 2017-09-01
574 | RegA 9000 | RegA | Laser | Ultrafast |  | Ultrafast Amplifier | 12000 | [66 empty] | No | [40 empty] | 250 | 250 | [22 empty] | 12W pump and 100 kHz: 6, 12W pump 250 kHz: 6, 10W pump and 100 kHz: 4, 10W pump and 250 kHz: 3 | [16 empty] | <0.00016 | [8 empty] | <1 | [88 empty] | >500:1 pre-pulse, >250:1 post pulse; other pulses >1000:1 | [18 empty] | Linear, Horizontal, 500:1 | [38 empty] | 1111.25 x 381 x 196.9 | [351 empty] | Bragg Gratings and Waveguides, Glass Micromaching, Ultrafast Spectroscopy, Multiphoton Excitation (MPE) Imaging, Material Processing, Waveguide Writing |  |  | https://www.coherent.com/lasers/laser/ultrafast-amplifiers/rega |  | 2017-09-01
575 | RegA 9040 | RegA | Laser | Ultrafast |  | Ultrafast Amplifier | 10000, 12000 | [66 empty] | No | [40 empty] | 100, 250 | 100, 250 | [22 empty] | 12W pump and 100 kHz: 6, 12W pump 250 kHz: 6, 10W pump and 100 kHz: 4, 10W pump and 250 kHz: 3 | [16 empty] | <0.0006 | [8 empty] | <1 | [88 empty] | >500:1 pre-pulse, >250:1 post pulse; other pulses >1000:1 | [18 empty] | Linear, Horizontal, 500:1 | [38 empty] | 1111.25 x 381 x 196.9 | [351 empty] | Bragg Gratings and Waveguides, Glass Micromaching, Ultrafast Spectroscopy, Multiphoton Excitation (MPE) Imaging, Material Processing, Waveguide Writing |  |  | https://www.coherent.com/lasers/laser/ultrafast-amplifiers/rega |  | 2017-09-01
576 | RegA 9050 | RegA | Laser | Ultrafast |  | Ultrafast Amplifier | 10000, 12000 | [66 empty] | No | [40 empty] | 100, 250 | 100, 250 | [22 empty] | 12W pump and 100 kHz: 6, 12W pump 250 kHz: 6, 10W pump and 100 kHz: 4, 10W pump and 250 kHz: 3 | [16 empty] | <0.0004 | [8 empty] | <1 | [88 empty] | >500:1 pre-pulse, >250:1 post pulse; other pulses >1000:1 | [18 empty] | Linear, Horizontal, 500:1 | [38 empty] | 1111.25 x 381 x 196.9 | [351 empty] | Bragg Gratings and Waveguides, Glass Micromaching, Ultrafast Spectroscopy, Multiphoton Excitation (MPE) Imaging, Material Processing, Waveguide Writing |  |  | https://www.coherent.com/lasers/laser/ultrafast-amplifiers/rega |  | 2017-09-01
577 | TOPAS-Prime kHz OPA | TOPAS-Prime kHz OPA | Laser | Ultrafast |  | Ultrafast OPA | [67 empty] | Yes | Visible - IR | 240 | 20000 | 19760 | [233 empty] | 580 x 230 x 211 | [354 empty] | https://www.coherent.com/lasers/laser/ultrafast-amplifier-accessories/topas-prime |  | 2017-10-12
578 | TOPAS-Prime | TOPAS-Prime kHz OPA | Laser | Ultrafast |  | Ultrafast OPA | [67 empty] | Yes | IR | 1140 | 2600 | 1460 | [60 empty] | <50 fs pump: 250, <130 fs pump: 250 | [90 empty] | Signal, Idler | [42 empty] | Vertical, Horizontal | [38 empty] | 580 x 230 x 211 | [354 empty] | https://www.coherent.com/lasers/laser/ultrafast-amplifier-accessories/topas-prime |  | 2017-09-01
579 | TOPAS-Prime-VIS | TOPAS-Prime kHz OPA | Laser | Ultrafast |  | Ultrafast OPA | [67 empty] | Yes | Visible | 533 | 1150 | 617 | [60 empty] | <50 fs pump: >30/>30, <130 fs pump: >80/>50 | [90 empty] | SHI, SHS, SFI | [42 empty] | Vertical, Horizontal, Vertical | [38 empty] | 580 x 230 x 211 | [354 empty] | https://www.coherent.com/lasers/laser/ultrafast-amplifier-accessories/topas-prime |  | 2017-09-01
580 | TOPAS-Prime-BLUE | TOPAS-Prime kHz OPA | Laser | Ultrafast |  | Ultrafast OPA | [67 empty] | Yes | Visible | 480 | 533 | 53 | [60 empty] | <50 fs pump: >40, <130 fs pump: >70 | [90 empty] | SFS | [42 empty] | Vertical | [38 empty] | 580 x 230 x 211 | [354 empty] | https://www.coherent.com/lasers/laser/ultrafast-amplifier-accessories/topas-prime |  | 2017-09-01
581 | TOPAS-Prime-UV1 | TOPAS-Prime kHz OPA | Laser | Ultrafast |  | Ultrafast OPA | [67 empty] | Yes | Visible | 290 | 480 | 190 | [60 empty] | <50 fs pump: >5, <130 fs pump: >15 | [90 empty] | FHI, FHS | [42 empty] | Horizontal, Vertical | [38 empty] | 580 x 230 x 211 | [354 empty] | https://www.coherent.com/lasers/laser/ultrafast-amplifier-accessories/topas-prime |  | 2017-09-01
582 | TOPAS-Prime-UV2 | TOPAS-Prime kHz OPA | Laser | Ultrafast |  | Ultrafast OPA | [67 empty] | Yes | Visible | 240 | 295 | 55 | [60 empty] | <50 fs pump: >3, <130 fs pump: >8 | [90 empty] | SH (SFI), SH (SFS) | [42 empty] | Horizontal, Horizontal | [38 empty] | 580 x 230 x 211 | [354 empty] | https://www.coherent.com/lasers/laser/ultrafast-amplifier-accessories/topas-prime |  | 2017-09-01
583 | TOPAS-Prime-NDFG1/2 | TOPAS-Prime kHz OPA | Laser | Ultrafast |  | Ultrafast OPA | [67 empty] | Yes | IR | 2600 | 20000 | 17400 | [60 empty] | <50 fs pump: >2 at 4 µm. >0.5 at 9 µm/ >1 at 5 µm/ >0.1 at 15 µm, <130 fs pump: >80/ >50, <130 fs pump: >8 at 4 µm, >1.5 at 10 µm/>4 at 5 µm/ >0.3 at 15 µm | [90 empty] | DFG1, DFG2 | [42 empty] | Horizontal, Horizontal, Horizontal, Horizontal | [38 empty] | 580 x 230 x 211 | [354 empty] | https://www.coherent.com/lasers/laser/ultrafast-amplifier-accessories/topas-prime |  | 2017-09-01
584 | Vitara | Vitara | Laser | Ultrafast |  | Ultrafast Oscillators |  |  | 325 | 930+ | [63 empty] | Yes |  |  |  |  | <795 | <860 | [34 empty] | 80000 | 80000 | [114 empty] | <2 |  |  | <1.5 | [11 empty] | <1.3 | [69 empty] | 609.6 x 427.5 x 162.4 | [347 empty] | Applied Physics, Life Sciences, Material Science and Engineering, Physical Chemistry, Physics, Raman Spectrscopy, Terahertz Generation, Time Resolved Luminescence and Spectroscopy, Time-Resolved Spectroscopy | ATomic and Molecular Spectroscopy, Attosecond Pulse Generation, CARS/SRS Microscopy, Environmental Monitoring, Fluorescence Spectroscopy, High-Resolution Spectroscopy, OPCPA Pumping, Pump and Probe Studies, Raman Spectroscopy, Spectroscopy, Surface Sum Frequency Generation, Terahertz Generation | Florescence, Fluorophores Excitation, Molecule, Ti:Sapphire Laser | https://www.coherent.com/lasers/laser/machine-vision-structured-light-lasers/vitara-family |  | 2017-10-12
585 | Vitara-S | Vitara | Laser | Ultrafast |  | Ultrafast Oscillators | 325 |  | 325 | 325+ | [39 empty] | >325 | [14 empty] | ±0.5 | [8 empty] | No | [40 empty] | 80000 | 80000 | [12 empty] | <20 | [40 empty] | >70 (fixed) |  |  | 50 to 60 | [5 empty] | 5A | [51 empty] | 1 |  |  | <1.5 |  | 120.6 | [9 empty] | <1.3 | [26 empty] | Horizontal | [5 empty] | <0.1 | [36 empty] | 609.6 x 427.5 x 162.4 | [50 empty] | Closed-cycle chiller | [130 empty] | Integrated Verdi-G Pump Laser, PowerTrack Active Optimization | [60 empty] | Integrated and Calibrated Spectrometer, CPC II - Compact Pulse Compressor, PulsePicker | [104 empty] | Applied Physics, Life Sciences, Material Science and Engineering, Physical Chemistry, Physics, Raman Spectrscopy, Terahertz Generation, Time Resolved Luminescence and Spectroscopy, Time-Resolved Spectroscopy | ATomic and Molecular Spectroscopy, Attosecond Pulse Generation, CARS/SRS Microscopy, Environmental Monitoring, Fluorescence Spectroscopy, High-Resolution Spectroscopy, OPCPA Pumping, Pump and Probe Studies, Raman Spectroscopy, Spectroscopy, Surface Sum Frequency Generation, Terahertz Generation | Florescence, Fluorophores Excitation, Molecule, Ti:Sapphire Laser | https://www.coherent.com/lasers/laser/machine-vision-structured-light-lasers/vitara-family |  | 2017-09-01
586 | Vitara-T | Vitara | Laser | Ultrafast |  | Ultrafast Oscillators | 425, 450, 525 |  | 425 | 525+ | [37 empty] | 525 | >460 | >425 | [14 empty] | ±0.5 | [8 empty] | Yes |  |  |  |  | 790, 765, 755 | 820, 840, 860 | [25 empty] | 765 to 840 | 790 to 820 | 755 to 860 | [6 empty] | 80000 | 80000 | [12 empty] | <12 | [30 empty] | <20 (typically <15) | [9 empty] | 30 to 125 |  |  | 50 to 60 | [5 empty] | 5A | [51 empty] | 2 |  |  | <1 |  | 120.6 | [9 empty] | <1.3 | [26 empty] | Horizontal | [5 empty] | <0.1 | [36 empty] | 609.6 x 427.5 x 162.4 | [50 empty] | Closed-cycle chiller | [130 empty] | Integrated Verdi-G Pump Laser, PowerTrack Active Optimization, Computer controlled Bandwidth, Computer Tunable Center Wavelength | [60 empty] | Integrated and Calibrated Spectrometer, Carrier to Envelope Phase (CEP) Stabilizer, SynchroLock-AP - Repetition Rate Synchronization, CPC-II - Compact Pulse Compressor, Second Harmonic Generator, PulsePicker | [104 empty] | Applied Physics, Life Sciences, Material Science and Engineering, Physical Chemistry, Physics, Raman Spectrscopy, Terahertz Generation, Time Resolved Luminescence and Spectroscopy, Time-Resolved Spectroscopy | ATomic and Molecular Spectroscopy, Attosecond Pulse Generation, CARS/SRS Microscopy, Environmental Monitoring, Fluorescence Spectroscopy, High-Resolution Spectroscopy, OPCPA Pumping, Pump and Probe Studies, Raman Spectroscopy, Spectroscopy, Surface Sum Frequency Generation, Terahertz Generation | Florescence, Fluorophores Excitation, Molecule, Ti:Sapphire Laser | https://www.coherent.com/lasers/laser/machine-vision-structured-light-lasers/vitara-family |  | 2017-09-01
587 | Vitara-T-HP | Vitara | Laser | Ultrafast |  | Ultrafast Oscillators | 800, 850, 930 |  | 800 | 930+ | [37 empty] | >930 | >880 | >800 | [14 empty] | ±0.5 | [8 empty] | Yes |  |  |  |  | 795, 775, 765 | 805, 825, 810 | [25 empty] | 775 to 825 | 795 to 805 | 765 to 810 | [6 empty] | 80000 | 80000 | [12 empty] | <15 | [30 empty] | <20 (typically <15) | [9 empty] | 40 to 100 |  |  | 50 to 60 | [5 empty] | 5A | [51 empty] | 2 |  |  | <1 |  | 120.6 | [9 empty] | <1.3 | [26 empty] | Horizontal | [5 empty] | <0.1 | [36 empty] | 609.6 x 427.5 x 162.4 | [50 empty] | Closed-cycle chiller | [130 empty] | Integrated Verdi-G Pump Laser, PowerTrack Active Optimization, Computer controlled Bandwidth, Computer Tunable Center Wavelength | [60 empty] | Integrated and Calibrated Spectrometer, Carrier to Envelope Phase (CEP) Stabilizer, SynchroLock-AP - Repetition Rate Synchronization, CPC-II - Compact Pulse Compressor, Second Harmonic Generator, PulsePicker | [104 empty] | Applied Physics, Life Sciences, Material Science and Engineering, Physical Chemistry, Physics, Raman Spectrscopy, Terahertz Generation, Time Resolved Luminescence and Spectroscopy, Time-Resolved Spectroscopy | ATomic and Molecular Spectroscopy, Attosecond Pulse Generation, CARS/SRS Microscopy, Environmental Monitoring, Fluorescence Spectroscopy, High-Resolution Spectroscopy, OPCPA Pumping, Pump and Probe Studies, Raman Spectroscopy, Spectroscopy, Surface Sum Frequency Generation, Terahertz Generation | Florescence, Fluorophores Excitation, Molecule, Ti:Sapphire Laser | https://www.coherent.com/lasers/laser/machine-vision-structured-light-lasers/vitara-family |  | 2017-09-01
588 | Vitara-UBB | Vitara | Laser | Ultrafast |  | Ultrafast Oscillators | 550 |  | 550 | 550+ | [39 empty] | >550 | [14 empty] | ±0.5 | [8 empty] | No | [40 empty] | 80000 | 80000 | [12 empty] | <10 (<8 option) | [40 empty] | <180 to >220 at -10dB |  |  | 50 to 60 | [5 empty] | 5A | [51 empty] | 2 |  |  | <1 |  | 120.6 | [9 empty] | <1.3 | [26 empty] | Horizontal | [5 empty] | <0.1 | [36 empty] | 609.6 x 427.5 x 162.4 | [50 empty] | Closed-cycle chiller | [130 empty] | Integrated Verdi-G Pump Laser, PowerTrack Active Optimization, Computer Controlled Bandwidth | [60 empty] | Integrated and Calibrated Spectrometer | [104 empty] | Applied Physics, Life Sciences, Material Science and Engineering, Physical Chemistry, Physics, Raman Spectrscopy, Terahertz Generation, Time Resolved Luminescence and Spectroscopy, Time-Resolved Spectroscopy | ATomic and Molecular Spectroscopy, Attosecond Pulse Generation, CARS/SRS Microscopy, Environmental Monitoring, Fluorescence Spectroscopy, High-Resolution Spectroscopy, OPCPA Pumping, Pump and Probe Studies, Raman Spectroscopy, Spectroscopy, Surface Sum Frequency Generation, Terahertz Generation | Florescence, Fluorophores Excitation, Molecule, Ti:Sapphire Laser | https://www.coherent.com/lasers/laser/machine-vision-structured-light-lasers/vitara-family |  | 2017-09-01
589 | DF Series | DF Series | Laser | CW |  | Industrial Fiber & Diode Laser | [67 empty] | No | [589 empty] | Materials Processing | Welding, Heat Treating, Cladding | Carbon Steels, Cast Irons, Stainless Steel, Stainless Steels, Alloys | https://www.coherent.com/lasers/laser/diode-laser-systems-and-fiber-lasers/df-series |  | 2017-09-01
590 | PRC Series | PRC Series | Laser | CW |  | CO2 |  | 7000000 | 1000000 | 8000000 | [63 empty] | No | [592 empty] | https://www.coherent.com/lasers/main/prc |  | 2017-10-12
591 | CH Series High Power Lasers | CH Series High Power Lasers | Laser | CW |  | CO2 | [67 empty] | No | [205 empty] | Q Mode, TEM00, D Mode | [386 empty] | https://www.coherent.com/lasers/laser/prc/ch-series-high-power-lasers | No datasheet | 2017-09-01
592 | FH Series High Power Lasers | FH Series High Power Lasers | Laser | CW |  | CO2 |  | 1000000 | 7000000 | 8000000 | [63 empty] | No | [70 empty] | CW - 5 | CW - 1 | CW - 1 | [68 empty] | 460V/60HZ, 420V/50/60HZ, 380V/50/60HZ | [22 empty] | Q Mode | [72 empty] | 2743 x 1092 x 1097 | [56 empty] | 40GPM/ 152LPM | [101 empty] | 1.25" / 32mm | 1.25" / 32 mm | [194 empty] | https://www.coherent.com/lasers/laser/fh-series-high-power-lasers
593 | FH 7000 | FH Series High Power Lasers | Laser | CW |  | CO2 | 7000000 | [66 empty] | No | [70 empty] | CW - 5 | CW - 1 | CW - 1 |  | 17500 | [49 empty] | 75.6 | [16 empty] | 460V/60HZ, 420V/50/60HZ, 380V/50/60HZ | [22 empty] | Q Mode | [6 empty] | 3 | [65 empty] | 2743 x 1092 x 1097 | [43 empty] | 210000 BTU/hr | [12 empty] | 40GPM/ 152LPM | [101 empty] | 1.25" / 32mm | 1.25" / 32 mm | 0.5" / 12mm | [32 empty] | 25L/hr (China 50L/hr) | [46 empty] | $9.27/hr | [113 empty] | https://www.coherent.com/lasers/laser/prc/fh-series-high-power-lasers |  | 2017-09-01
594 | FH 8000 | FH Series High Power Lasers | Laser | CW |  | CO2 | 8000000 | [66 empty] | No | [70 empty] | CW - 5 | CW - 1 | CW - 1 |  | 19500 | [49 empty] | 85.5 | [16 empty] | 460V/60HZ, 420V/50/60HZ, 380V/50/60HZ | [22 empty] | Q Mode | [6 empty] | 3 | [65 empty] | 2743 x 1092 x 1097 | [43 empty] | 239000 BTU/hr | [12 empty] | 40GPM/ 152LPM | [101 empty] | 1.25" / 32mm | 1.25" / 32 mm | 0.5" / 12mm | [32 empty] | 50L/hr | [46 empty] | $9.69/hr | [113 empty] | https://www.coherent.com/lasers/laser/prc/fh-series-high-power-lasers |  | 2017-09-01
595 | PLS Series Lasers | PLS Series Lasers | Laser | CW |  | CO2 |  | 1500000 | 2500000 | 4000000 | [63 empty] | No | [70 empty] | CW - 5 | CW - 1 | CW - 1 | [68 empty] | 460V/60HZ, 420V/50/60HZ, 380V/50/60HZ | [95 empty] | 2718 x 850 x 879 | [354 empty] | https://www.coherent.com/lasers/laser/prc/pls-series-lasers
596 | PLS 2500 | PLS Series Lasers | Laser | CW |  | CO2 | 2500000 | [66 empty] | No | [70 empty] | CW - 5 | CW - 1 | CW - 1 |  | 6250 | [49 empty] | 29.6 | [16 empty] | 460V/60HZ, 420V/50/60HZ, 380V/50/60HZ | [22 empty] | TEM00/D Mode | [6 empty] | 1.3/2.0 | [33 empty] | TEM00, D Mode | [31 empty] | 2718 x 850 x 879 | [43 empty] | 89320 BTU/hr | [12 empty] | 18GPM / 68LPM | [101 empty] | 0.625" / 16mm | 0.375" / 10mm | 0.25" / 6 mm | [32 empty] | 10L/hr (China 25L/hr) | [46 empty] | $3.89/hr | [113 empty] | https://www.coherent.com/lasers/laser/prc/pls-series-lasers |  | 2017-09-01
597 | PLS 3000 | PLS Series Lasers | Laser | CW |  | CO2 | 3000000 | [66 empty] | No | [70 empty] | CW - 5 | CW - 1 | CW - 1 |  | 7500 | [49 empty] | 33 | [16 empty] | 460V/60HZ, 420V/50/60HZ, 380V/50/60HZ | [22 empty] | TEM00/D Mode | [6 empty] | 1.3/2.0 | [33 empty] | TEM00, D Mode | [31 empty] | 2718 x 850 x 879 | [43 empty] | 95771 BTU/hr | [12 empty] | 18GPM / 68LPM | [101 empty] | 0.75" / 20mm | 0.4375" / 11mm | 0.3325 / 8mm | [32 empty] | 10L/hr (China 25L/hr) | [46 empty] | $4.18/hr | [113 empty] | https://www.coherent.com/lasers/laser/prc/pls-series-lasers |  | 2017-09-01
598 | PLS 3300 | PLS Series Lasers | Laser | CW |  | CO2 | 3300000 | [66 empty] | No | [70 empty] | CW - 5 | CW - 1 | CW - 1 |  | 8250 | [49 empty] | 35 | [16 empty] | 460V/60HZ, 420V/50/60HZ, 380V/50/60HZ | [22 empty] | Q Mode | [6 empty] | 3 | [33 empty] | Q Mode | [31 empty] | 2718 x 850 x 879 | [43 empty] | 103383 BTU/hr | [12 empty] | 20GPM / 76LPM | [101 empty] | 0.75" / 20mm | 0.5" / 12mm | 0.375" / 10mm | [32 empty] | 25L/hr | [46 empty] | $4.47/hr | [113 empty] | https://www.coherent.com/lasers/laser/prc/pls-series-lasers |  | 2017-09-01
599 | PLS 4000 | PLS Series Lasers | Laser | CW |  | CO2 | 4000000 | [66 empty] | No | [70 empty] | CW - 5 | CW - 1 | CW - 1 |  | 10000 | [49 empty] | 44.6 | [16 empty] | 460V/60HZ, 420V/50/60HZ, 380V/50/60HZ | [22 empty] | Q Mode | [6 empty] | 3 | [33 empty] | Q Mode | [31 empty] | 2718 x 850 x 879 | [43 empty] | 119420 BTU/hr | [12 empty] | 20GPM / 76LPM | [101 empty] | 1.0" / 12mm | 0.375" / 10mm | 0.5" / 12mm | [32 empty] | 25L/hr | [46 empty] | $5.87/hr | [113 empty] | https://www.coherent.com/lasers/laser/prc/pls-series-lasers |  | 2017-09-01
600 | GL Series Lasers | GL Series Lasers | Laser | CW |  | CO2 |  | 1000000 | 1000000 | 2000000 | [31 empty] | 1 - 100 | [31 empty] | No | [70 empty] | CW - 5 | CW - 1 | CW - 1 | [68 empty] | 460V/60HZ, 420V/50/60HZ, 380V/50/60HZ | [22 empty] | TEM00/D Mode | [72 empty] | 1795 x 737 x1058 | [193 empty] | 10L/hr (China 25L/hr) | [160 empty] | https://www.coherent.com/lasers/laser/prc/gl-series-lasers
601 | GL 1000 | GL Series Lasers | Laser | CW |  | CO2 | 1000000 | [34 empty] | 1 - 100 | [31 empty] | No | [70 empty] | CW - 5 | CW - 1 | CW - 1 |  | 2500 | [49 empty] | 17.6 | [16 empty] | 460V/60HZ, 420V/50/60HZ, 380V/50/60HZ | [22 empty] | TEM00/D Mode | [6 empty] | 1.3/2.0 | [33 empty] | TEM00, D Mode | [31 empty] | 1795 x 737 x1058 | [43 empty] | 54454 BTU/hr | [12 empty] | 10GPM / 38LPM | [101 empty] | 0.375" / 8mm | 0.125" / 3mm | 0.125" / 3mm | [32 empty] | 10L/hr (China 25L/hr) | [46 empty] | $2.55/hr | [113 empty] | https://www.coherent.com/lasers/laser/prc/gl-series-lasers |  | 2017-09-01
602 | GL 1500 | GL Series Lasers | Laser | CW |  | CO2 | 1500000 | [34 empty] | 1 - 100 | [31 empty] | No | [70 empty] | CW - 5 | CW - 1 | CW - 1 |  | 3750 | [49 empty] | 21.7 | [16 empty] | 460V/60HZ, 420V/50/60HZ, 380V/50/60HZ | [22 empty] | TEM00/D Mode | [6 empty] | 1.3/2.0 | [33 empty] | TEM00, D Mode | [31 empty] | 1795 x 737 x1058 | [43 empty] | 60250 BTU/hr | [12 empty] | 10GPM / 38LPM | [101 empty] | 0.4375" / 10mm | 0.125" / 3mm | 0.160" / 4mm | [32 empty] | 10L/hr (China 25L/hr) | [46 empty] | $2.72/hr | [113 empty] | https://www.coherent.com/lasers/laser/prc/gl-series-lasers |  | 2017-09-01
603 | GL 2000 | GL Series Lasers | Laser | CW |  | CO2 | 2000000 | [34 empty] | 1 - 100 | [31 empty] | No | [70 empty] | CW - 5 | CW - 1 | CW - 1 |  | 5000 | [49 empty] | 22.5 | [16 empty] | 460V/60HZ, 420V/50/60HZ, 380V/50/60HZ | [22 empty] | TEM00/D Mode | [6 empty] | 2 | [33 empty] | D Mode | [31 empty] | 1795 x 737 x1058 | [43 empty] | 66700 BTU/hr | [12 empty] | 18GPM / 68LPM | [101 empty] | 0.5" / 12mm | 0.25" / 6mm | 0.200" / 5mm | [32 empty] | 10L/hr (China 25L/hr) | [46 empty] | $2.90/hr | [113 empty] | https://www.coherent.com/lasers/laser/prc/gl-series-lasers |  | 2017-09-01
604 | Corelase | Corelase | Laser |  |  | Industrial Fiber & Diode Laser |  | 7976000 | 24000 | 8000000 | [63 empty] | Yes | Near IR - IR | 1060 | 1070 | 10 |  |  | <20 | <20 | [32 empty] | <10000 |  | 1000 | 10000 | [83 empty] | <190 | <240 | [42 empty] | <1.4 | [106 empty] | <210 | [310 empty] | Cutting, Welding, Drilling, Cladding, Annealing, Heat Treatment, Transparent Material Scribing, Transparent Material Welding, Thin Film Patterning/Ablation, Optical, Hard, and Decorative Coatings |  |  | https://www.coherent.com/lasers/main/corelase |  | 2017-10-12
605 | H-LASE | H-LASE | Laser |  |  | Industrial Fiber & Diode Laser |  | 6500000 | 1500000 | 8000000 | [63 empty] | Yes | IR | 1070 |  |  |  |  | 5 | 5 |  | 1070 ± 5 | [93 empty] | 40 | [7 empty] | >38% |  |  | Integrated power and temperature monitoring sensors | [8 empty] | Dependent on configuration and application | [173 empty] | Water cooling, 5 liter/minute/module, ±25 ±1℃ | [9 empty] | Water cooling, 25 liter/minute/module, ±25 ± 1℃ | [11 empty] | Water cooling, 1.7 liter/minute/module, ±25 ±1℃ | [144 empty] | 20 | [14 empty] | External optics and coupling units (Optoskand) | [5 empty] | QBH | [106 empty] | https://www.coherent.com/lasers/laser/corelase/h-lase |  | 2018-04-13
606 | H-LASE 1.5 kW | H-LASE | Laser |  |  | Industrial Fiber & Diode Laser | 1500000 | [66 empty] | Yes | IR | 1070 |  |  |  |  | 5 | 5 |  | 1070 ± 5 | [93 empty] | 40 | [7 empty] | >38% |  |  | Integrated power and temperature monitoring sensors | [8 empty] | Dependent on configuration and application | [41 empty] | <0.4 | [46 empty] | 20 | 10 | [64 empty] | 45 | [18 empty] | Water cooling, 5 liter/minute/module, ±25 ±1℃ | [9 empty] | Water cooling, 25 liter/minute/module, ±25 ± 1℃ | [11 empty] | Water cooling, 1.7 liter/minute/module, ±25 ±1℃ | [144 empty] | 20 | [9 empty] | 1 |  |  |  |  | External optics and coupling units (Optoskand) | [5 empty] | QBH | [103 empty] | Cutting, Welding, Drilling, Cladding, Annealing, Heat Treatment |  |  | https://www.coherent.com/lasers/laser/corelase/h-lase |  | 2017-09-01
607 | H-LASE 2kW SM | H-LASE | Laser |  |  | Industrial Fiber & Diode Laser | 2000000 | [66 empty] | Yes | IR | 1070 |  |  |  |  | 5 | 5 |  | 1070 ± 5 | [93 empty] | 40 | [7 empty] | >38% |  |  | Integrated power and temperature monitoring sensors | [8 empty] | Dependent on configuration and application | [41 empty] | <0.4 | [46 empty] | 20 | 5 | [64 empty] | 45 | [18 empty] | Water cooling, 5 liter/minute/module, ±25 ±1℃ | [9 empty] | Water cooling, 25 liter/minute/module, ±25 ± 1℃ | [11 empty] | Water cooling, 1.7 liter/minute/module, ±25 ±1℃ | [144 empty] | 20 | [9 empty] | 1 |  |  |  |  | External optics and coupling units (Optoskand) | [5 empty] | QBH | [106 empty] | https://www.coherent.com/lasers/laser/corelase/h-lase |  | 2017-09-01
608 | H-LASE 2kW MM | H-LASE | Laser |  |  | Industrial Fiber & Diode Laser | 2000000 | [66 empty] | Yes | IR | 1070 |  |  |  |  | 5 | 5 |  | 1070 ± 5 | [93 empty] | 40 | [7 empty] | >38% |  |  | Integrated power and temperature monitoring sensors | [8 empty] | Dependent on configuration and application | [41 empty] | <2.5 / <4 | [46 empty] | 50/100 | 20 | [64 empty] | 45 | [18 empty] | Water cooling, 5 liter/minute/module, ±25 ±1℃ | [9 empty] | Water cooling, 25 liter/minute/module, ±25 ± 1℃ | [11 empty] | Water cooling, 1.7 liter/minute/module, ±25 ±1℃ | [144 empty] | 20 | [9 empty] | 1 |  |  |  |  | External optics and coupling units (Optoskand) | [5 empty] | QBH | [106 empty] | https://www.coherent.com/lasers/laser/corelase/h-lase |  | 2017-09-01
609 | H-LASE 4kW | H-LASE | Laser |  |  | Industrial Fiber & Diode Laser | 4000000 | [66 empty] | Yes | IR | 1070 |  |  |  |  | 5 | 5 |  | 1070 ± 5 | [93 empty] | 40 | [7 empty] | >38% |  |  | Integrated power and temperature monitoring sensors | [8 empty] | Dependent on configuration and application | [41 empty] | <2.5 / <4 | [46 empty] | 50/100 | 20 | [64 empty] | 120 | [18 empty] | Water cooling, 5 liter/minute/module, ±25 ±1℃ | [9 empty] | Water cooling, 25 liter/minute/module, ±25 ± 1℃ | [11 empty] | Water cooling, 1.7 liter/minute/module, ±25 ±1℃ | [144 empty] | 20 | [9 empty] | 2 + combiner |  |  |  |  | External optics and coupling units (Optoskand) | [5 empty] | QBH | [106 empty] | https://www.coherent.com/lasers/laser/corelase/h-lase |  | 2017-09-01
610 | H-LASE 6kW | H-LASE | Laser |  |  | Industrial Fiber & Diode Laser | 6000000 | [66 empty] | Yes | IR | 1070 |  |  |  |  | 5 | 5 |  | 1070 ± 5 | [93 empty] | 40 | [7 empty] | >38% |  |  | Integrated power and temperature monitoring sensors | [8 empty] | Dependent on configuration and application | [41 empty] | <4 | [46 empty] | 100 | 20 | [64 empty] | 165 | [18 empty] | Water cooling, 5 liter/minute/module, ±25 ±1℃ | [9 empty] | Water cooling, 25 liter/minute/module, ±25 ± 1℃ | [11 empty] | Water cooling, 1.7 liter/minute/module, ±25 ±1℃ | [144 empty] | 20 | [9 empty] | 3 + combiner |  |  |  |  | External optics and coupling units (Optoskand) | [5 empty] | QBH | [106 empty] | https://www.coherent.com/lasers/laser/corelase/h-lase |  | 2017-09-01
611 | H-LASE 8kW | H-LASE | Laser |  |  | Industrial Fiber & Diode Laser | 8000000 | [66 empty] | Yes | IR | 1070 |  |  |  |  | 5 | 5 |  | 1070 ± 5 | [93 empty] | 40 | [7 empty] | >38% |  |  | Integrated power and temperature monitoring sensors | [8 empty] | Dependent on configuration and application | [41 empty] | <4 | [46 empty] | 100 | 20 | [64 empty] | 210 | [18 empty] | Water cooling, 5 liter/minute/module, ±25 ±1℃ | [9 empty] | Water cooling, 25 liter/minute/module, ±25 ± 1℃ | [11 empty] | Water cooling, 1.7 liter/minute/module, ±25 ±1℃ | [144 empty] | 20 | [9 empty] | 4 + combiner |  |  |  |  | External optics and coupling units (Optoskand) | [5 empty] | QBH | [106 empty] | https://www.coherent.com/lasers/laser/corelase/h-lase |  | 2017-09-01
612 | X-LASE | X-LASE | Laser | Pulsed |  | Industrial Fiber & Diode Laser |  | 0 | 24000 | 24000 | [63 empty] | Yes | Near IR | 1060 |  |  |  |  | 20 | 20 |  | 1060 ± 20 | [54 empty] | 6 | [16 empty] | 0.02 - 0.03, 50% level | [27 empty] | Ethernet, RS232 | [17 empty] | 190 | 240 | 196-240 VAC, 50/60Hz | [41 empty] | <1.4 | [26 empty] | Random | [36 empty] | 2 |  | 189 x 500 x 155 | [23 empty] | 19"/SHU/463 mm | 22 | 500 x 189 x 155 | 16 | [13 empty] | 22 | [22 empty] | Water | [287 empty] | Transparent Material Scribing, Transparent Material Welding, Thin Film Patterning/Ablation, Cutting, Drilling, Optical, Hard, and Decorative Coatings |  |  | https://www.coherent.com/lasers/laser/corelase/x-lase |  | 2018-04-13
613 | X-LASE 24-6 | X-LASE | Laser | Pulsed |  | Industrial Fiber & Diode Laser | 24000 | [66 empty] | Yes | Near IR | 1060 |  |  |  |  | 20 | 20 |  | 1060 ± 20 | [30 empty] | 1000, 2000, 3000, 4000 |  | 1000 | 4000 | [20 empty] | 6 | [16 empty] | 0.02 - 0.03, 50% level | [27 empty] | Ethernet, RS232 | [17 empty] | 190 | 240 | 196-240 VAC, 50/60Hz | [41 empty] | <1.4 | [26 empty] | Random | [36 empty] | 2 |  | 189 x 500 x 155 | [23 empty] | 19"/SHU/463 mm | 22 | 500 x 189 x 155 | 16 | [13 empty] | 22 | [22 empty] | Water | [181 empty] | Focused beam output, Autofocusing, Burst mode | [105 empty] | Transparent Material Scribing, Transparent Material Welding, Thin Film Patterning/Ablation, Cutting, Drilling, Optical, Hard, and Decorative Coatings |  |  | https://www.coherent.com/lasers/laser/corelase/x-lase |  | 2017-09-01
614 | X-LASE CoreScriber | X-LASE | Laser | Pulsed |  | Industrial Fiber & Diode Laser | 24000 | [66 empty] | Yes | Near IR | 1060 |  |  |  |  | 20 | 20 |  | 1060 ± 20 | [30 empty] | 4000, 6000, 8000, 10000 |  | 4000 | 10000 | [20 empty] | 6 | [16 empty] | 0.02 - 0.03, 50% level | [27 empty] | Ethernet, RS232 | [17 empty] | 190 | 240 | 196-240 VAC, 50/60Hz | [41 empty] | <1.4 | [26 empty] | Random | [36 empty] | 2 |  | 189 x 500 x 155 | [23 empty] | 19"/SHU/463 mm | 22 | 500 x 189 x 155 | 16 | [13 empty] | 22 | [22 empty] | Water | [181 empty] | Microspot optics, Autofocusing, Burst mode | [105 empty] | Transparent Material Scribing, Transparent Material Welding, Thin Film Patterning/Ablation, Cutting, Drilling, Optical, Hard, and Decorative Coatings |  |  | https://www.coherent.com/lasers/laser/corelase/x-lase |  | 2017-09-01
615 | O-LASE | O-LASE | [5 empty] | 6500000 | 1500000 | 8000000 | [31 empty] | 1 - 100 | [31 empty] | Yes | IR | 1070 |  |  |  |  | 5 | 5 |  | 1070 ± 5 | [212 empty] | 225/240 0.22 NA, pig tailed | [15 empty] | IU and 440 mm deep, 19" rack | IU and 440 mm deep, 19" rack | [57 empty] | Water cooling, 5 liter/minute/module, +25℃ | Water cooling, 8 liter/minute/module, +25℃ | [21 empty] | Water cooling, 1.7 liter/minute, +25℃ | Water cooling, 2.0 liter/minute, +25℃ | [157 empty] | External optics and coupling units (Optoskand) | >77% (typical > 80%) | [108 empty] | Welding, Cutting, Drilling, Cladding, Annealing, Heat Treatment |  |  | https://www.coherent.com/lasers/laser/corelase/o-lase |  | 2018-04-13
616 | O-LASE 1500 | O-LASE | Laser |  |  | Industrial Fiber & Diode Laser | 1500000 | [34 empty] | 1 - 100 | [31 empty] | Yes | IR | 1070 |  |  |  |  | 5 | 5 |  | 1070 ± 5 | [155 empty] | <0.4 | [46 empty] | 20 | [5 empty] | 10 | QBH |  |  | 225/240 0.22 NA, pig tailed | [15 empty] | IU and 440 mm deep, 19" rack | IU and 440 mm deep, 19" rack | [57 empty] | Water cooling, 5 liter/minute/module, +25℃ | Water cooling, 8 liter/minute/module, +25℃ | [21 empty] | Water cooling, 1.7 liter/minute, +25℃ | Water cooling, 2.0 liter/minute, +25℃ | [151 empty] | 1 |  |  | 12 |  |  | External optics and coupling units (Optoskand) | >77% (typical > 80%) | [108 empty] | Welding, Cutting, Drilling, Cladding, Annealing, Heat Treatment |  |  | https://www.coherent.com/lasers/laser/corelase/o-lase |  | 2017-09-01
617 | O-LASE 2000 SM | O-LASE | Laser |  |  | Industrial Fiber & Diode Laser | 2000000 | [34 empty] | 1 - 100 | [31 empty] | Yes | IR | 1070 |  |  |  |  | 5 | 5 |  | 1070 ± 5 | [155 empty] | <0.4 | [46 empty] | 20 | [5 empty] | 5 | QBH |  |  | 225/240 0.22 NA, pig tailed | [15 empty] | IU and 440 mm deep, 19" rack | IU and 440 mm deep, 19" rack | [57 empty] | Water cooling, 5 liter/minute/module, +25℃ | Water cooling, 8 liter/minute/module, +25℃ | [21 empty] | Water cooling, 1.7 liter/minute, +25℃ | Water cooling, 2.0 liter/minute, +25℃ | [151 empty] | 1 |  |  | 12 |  |  | External optics and coupling units (Optoskand) | >77% (typical > 80%) | [108 empty] | Welding, Cutting, Drilling, Cladding, Annealing, Heat Treatment |  |  | https://www.coherent.com/lasers/laser/corelase/o-lase |  | 2017-09-01
618 | O-LASE 2000 MM | O-LASE | Laser |  |  | Industrial Fiber & Diode Laser | 2000000 | [34 empty] | 1 - 100 | [31 empty] | Yes | IR | 1070 |  |  |  |  | 5 | 5 |  | 1070 ± 5 | [155 empty] | <2.5/<4 | [46 empty] | 50/100 | [5 empty] | 20 | QBH |  |  | 225/240 0.22 NA, pig tailed | [15 empty] | IU and 440 mm deep, 19" rack | IU and 440 mm deep, 19" rack | [57 empty] | Water cooling, 5 liter/minute/module, +25℃ | Water cooling, 8 liter/minute/module, +25℃ | [21 empty] | Water cooling, 1.7 liter/minute, +25℃ | Water cooling, 2.0 liter/minute, +25℃ | [151 empty] | 1 |  |  | 12 |  |  | External optics and coupling units (Optoskand) | >77% (typical > 80%) | [108 empty] | Welding, Cutting, Drilling, Cladding, Annealing, Heat Treatment |  |  | https://www.coherent.com/lasers/laser/corelase/o-lase |  | 2017-09-01
619 | O-LASE 4000 | O-LASE | Laser |  |  | Industrial Fiber & Diode Laser | 4000000 | [34 empty] | 1 - 100 | [31 empty] | Yes | IR | 1070 |  |  |  |  | 5 | 5 |  | 1070 ± 5 | [155 empty] | <2.5/<4 | [46 empty] | 50/100 | [5 empty] | 20 | QBH |  |  | 225/240 0.22 NA, pig tailed | [15 empty] | IU and 440 mm deep, 19" rack | IU and 440 mm deep, 19" rack | [57 empty] | Water cooling, 5 liter/minute/module, +25℃ | Water cooling, 8 liter/minute/module, +25℃ | [21 empty] | Water cooling, 1.7 liter/minute, +25℃ | Water cooling, 2.0 liter/minute, +25℃ | [151 empty] | 2 |  |  | 24 |  |  | External optics and coupling units (Optoskand) | >77% (typical > 80%) | [108 empty] | Welding, Cutting, Drilling, Cladding, Annealing, Heat Treatment |  |  | https://www.coherent.com/lasers/laser/corelase/o-lase |  | 2017-09-01
620 | O-LASE 6000 | O-LASE | Laser |  |  | Industrial Fiber & Diode Laser | 6000000 | [34 empty] | 1 - 100 | [31 empty] | Yes | IR | 1070 |  |  |  |  | 5 | 5 |  | 1070 ± 5 | [155 empty] | <4 | [46 empty] | 100 | [5 empty] | 20 | QBH |  |  | 225/240 0.22 NA, pig tailed | [15 empty] | IU and 440 mm deep, 19" rack | IU and 440 mm deep, 19" rack | [57 empty] | Water cooling, 5 liter/minute/module, +25℃ | Water cooling, 8 liter/minute/module, +25℃ | [21 empty] | Water cooling, 1.7 liter/minute, +25℃ | Water cooling, 2.0 liter/minute, +25℃ | [151 empty] | 3 |  |  | 36 |  |  | External optics and coupling units (Optoskand) | >77% (typical > 80%) | [108 empty] | Welding, Cutting, Drilling, Cladding, Annealing, Heat Treatment |  |  | https://www.coherent.com/lasers/laser/corelase/o-lase |  | 2017-09-01
621 | O-LASE 8000 | O-LASE | Laser |  |  | Industrial Fiber & Diode Laser | 8000000 | [34 empty] | 1 - 100 | [31 empty] | Yes | IR | 1070 |  |  |  |  | 5 | 5 |  | 1070 ± 5 | [155 empty] | <4 | [46 empty] | 100 | [5 empty] | 20 | QD |  |  | 225/240 0.22 NA, pig tailed | [15 empty] | IU and 440 mm deep, 19" rack | IU and 440 mm deep, 19" rack | [57 empty] | Water cooling, 5 liter/minute/module, +25℃ | Water cooling, 8 liter/minute/module, +25℃ | [21 empty] | Water cooling, 1.7 liter/minute, +25℃ | Water cooling, 2.0 liter/minute, +25℃ | [151 empty] | 4 |  |  | 48 |  |  | External optics and coupling units (Optoskand) | >77% (typical > 80%) | [108 empty] | Welding, Cutting, Drilling, Cladding, Annealing, Heat Treatment |  |  | https://www.coherent.com/lasers/laser/corelase/o-lase |  | 2017-09-01
622 | Lasag | Lasag | Laser | Q-Switched, Pulsed |  | Industrial Fiber & Diode Laser |  | 490000 | 10000 | 500000 | [63 empty] | Yes | Near IR - IR | 1055 | 1070 | 15 | [38 empty] | <50 | <200 | [83 empty] | <100 | <230 | [5 empty] | <900 | [21 empty] | <6 | [121 empty] | <800 | [310 empty] | Medical and Dental, Precision Engineering, Scribing Applications, Medical Industry, Automotive Industry, Precision Cutting, Medical Industry, Electronics Industry, Scribing, Precision Welding, High-Speed SHADOW Applications, 2D/3D Cutting, Cutting Metal, Automobile Components |  |  | https://www.coherent.com/lasers/main/lasag |  | 2017-10-12
623 | PWS-Mini | Lasag | Laser | Pulsed |  | Industrial Fiber & Diode Laser | [67 empty] | No | [98 empty] | 50/60 | [22 empty] | 10A (120 VAC), 5A (230 VAC) |  |  |  | 120 VAC-230 VAC (+10 - 15%) | [111 empty] | 828 x 658.1 x 733.3 (?) | [34 empty] | 275 X 170 | 20 |  |  |  |  | 100 | [167 empty] | 150 | 150 | 75 | 3.5 | 3.5 | 3.5 | 12 | 12 | 25 | [22 empty] | 2 for M5 screw (Thompson T-nuts) | [14 empty] | EIA RS274-D standard G & M codes, Multiple programs possible with chaining command, Fanuc - compatible NC code subset (FC controllerd), CAD/CAM compatible | [17 empty] | Class one safety enclosure according to FDA-CDRH/CE, Emergency stop switch on front panel, Two limit switches on each axis of travel, Keylock on electronic control box | [78 empty] | Medical and Dental, Precision Engineering |  |  | https://www.coherent.com/lasers/laser/lasag/pws-mini |  | 2017-09-01
624 | QFS with FLBK SC | Lasag | Laser | Q-Switched, Pulsed |  | Industrial Fiber & Diode Laser | 50000 | [15 empty] | ±1 | [50 empty] | Yes | Near IR | 1055 | 1070 | 15 | [38 empty] | 50 | 200 | [16 empty] | 150000 - 200000 | [48 empty] | RS 232, digital, TCP, IP, profibus | [6 empty] | customer supplied | [10 empty] | 100 | 230 | [5 empty] | 900 |  |  |  |  | 100-230V ± 10%, 50-60Hz, 1P + E | [51 empty] | 100 | [11 empty] | <0.2 | [17 empty] | 4.7m, non-detachable | [15 empty] | 200 x 540 x 550 | [6 empty] | 600 x 660 x 950 | [10 empty] | 19" rack-mount, 6 HU | 19" rack-mount, 3U | [11 empty] | 200 x 540 x ~550 | 9 |  |  |  |  | ~90 (cabinet), 21 (19" Rack) | digital, RS232 (for configuration) |  |  | 9 | [9 empty] | 10-35 (full power) | [6 empty] | Air-cooled | [40 empty] | 20-90 (non-condensing) | [53 empty] | CE compliant, FDA compliant |  |  | diameter > 25 mm, thickness < 60mm | [38 empty] | 0.5/1 | 3 bar typ./6 bar max | dry, oil free compressed air | [34 empty] | torque motor | [13 empty] | CCD camera, Profibus for motor driver unit | [6 empty] | 60 or 90 | FLBK 46-90/60 OR 44-60/60 OR 25-90/60 |  | IP54 | [15 empty] | programmable | [13 empty] | 45º monocular | [65 empty] | Scribing Applications |  |  | https://www.coherent.com/lasers/laser/lasag/qfs-with-flbk-sc |  | 2017-09-01
625 | QFS with FLBK SC (OEM) | Lasag | Laser | Q-Switched, Pulsed |  | Industrial Fiber & Diode Laser | 50000 | [15 empty] | ±1 | [50 empty] | Yes | Near IR | 1055 | 1070 | 15 | [38 empty] | 50 | 200 | [16 empty] | 150000 - 200000 | [48 empty] | RS 232, digital, TCP, IP, profibus | [6 empty] | customer supplied | [10 empty] | 100 | 230 | [5 empty] | 900 |  |  |  |  | 100-230V ± 10%, 50-60Hz, 1P + E | [51 empty] | 100 | [11 empty] | <0.2 | [17 empty] | 4.7m, non-detachable | [15 empty] | 200 x 540 x 550 | [6 empty] | 600 x 660 x 950 | [10 empty] | 19" rack-mount, 6 HU | 19" rack-mount, 3U | [11 empty] | 200 x 540 x ~550 | 9 |  |  |  |  | ~90 (cabinet), 21 (19" Rack) | digital, RS232 (for configuration) |  |  | 9 | [9 empty] | 10-35 (full power) | [6 empty] | Air-cooled | [40 empty] | 20-90 (non-condensing) | [53 empty] | CE compliant, FDA compliant |  |  | diameter > 25 mm, thickness < 60mm | [38 empty] | 0.5/1 | 3 bar typ./6 bar max | dry, oil free compressed air | [34 empty] | torque motor | [13 empty] | CCD camera, Profibus for motor driver unit | [6 empty] | 60 or 90 | FLBK SC 46-60/60 OR 44-90/60 OR 25-90/60 |  | IP54 | [15 empty] | programmable | [79 empty] | Scribing Applications |  |  | https://www.coherent.com/lasers/laser/lasag/qfs-with-flbk-sc |  | 2017-09-01
626 | SLS | Lasag | Laser | Pulsed |  | Pulsed Nd:YAG solid state laser |  | 40000 | 10000 | 50000 | [63 empty] | Yes | IR | 1064 | [40 empty] | 0.0001 | 0.2 | [54 empty] | 50/60 | [138 empty] | 1000 x 445 x 685 | [50 empty] | 10-35℃ | [47 empty] | 80 | [53 empty] | CE compliant, FDA compliant |  | 1-phase P/N/E ± 10% | [201 empty] | 2018-04-13
627 | SLS-CL8 | Lasag | Laser | Pulsed |  | Pulsed Nd:YAG solid state laser | 10000 | [6 empty] | 10 | [31 empty] | 10 | [27 empty] | Yes | IR | 1064 | [40 empty] | 0.0001 | 0.2 | [20 empty] | 8000 | [8 empty] | 1e+8 to 1e+11 | [24 empty] | 50/60 | [33 empty] | 2.2 | [61 empty] | 65 | [21 empty] | 50, 100, 200 | 100, 200 | standard 3, 5, 10, max 80 | [18 empty] | 1000 x 445 x 685 | [40 empty] | 140 |  | 1.25 | [7 empty] | 10-35℃ |  |  |  |  | Built-in water to air chiller | [8 empty] | NA | [33 empty] | 80 | [53 empty] | CE compliant, FDA compliant |  | 1-phase P/N/E ± 10% | [77 empty] | 110V, 230V |  | 65 |  |  | 1 | [13 empty] | na | [34 empty] | NA | [67 empty] | https://www.coherent.com/lasers/laser/lasag/sls | Dimensions are not exact for each product (width/height) | 2017-09-01
628 | SLS-CL16 | Lasag | Laser | Pulsed |  | Pulsed Nd:YAG solid state laser | 50000 | [6 empty] | 50 | [31 empty] | 50 | [27 empty] | Yes | IR | 1064 | [40 empty] | 0.0001 | 0.5 | [20 empty] | 40000 | [8 empty] | 1e+8 to 1e+11 | [24 empty] | 50/60 | [33 empty] | 4 | [61 empty] | 70 | [21 empty] | 100, 200, 400, | 100, 200, 400 | standard 3, 5, 10, max 80 | [18 empty] | 1000 x 450 x 685 | [40 empty] | 180 |  | 0.5 | [7 empty] | 10-35℃ |  |  |  |  | Built-in water to air chiller | [8 empty] | NA | [33 empty] | 80 | [53 empty] | CE compliant, FDA compliant |  | 3-phase P/N/E ± 10% | [77 empty] | 3 x 200V, 208V, 230V, 380V, 400V, 480V |  | 70 |  |  | one - six | [13 empty] | na | [34 empty] | NA | [67 empty] | https://www.coherent.com/lasers/laser/lasag/sls | Dimensions are not exact for each product (width/height) | 2017-09-01
629 | SLS-CL60 | Lasag | Laser | Pulsed |  | Pulsed Nd:YAG solid state laser | 220000 | [6 empty] | 220 | [31 empty] | 220 | [27 empty] | Yes | IR | 1064 | [40 empty] | 0.0001 | 0.5 | [20 empty] | 70000 | [8 empty] | 1e+8 to 2e+11 | [24 empty] | 50/60 | [33 empty] | 11 | [61 empty] | 60 | [21 empty] | 400, 600 | 200, 400 | standard 3, 5, 10, max 80 | [18 empty] | 1000 x 420 x 685 | [40 empty] | 230 |  | na | [7 empty] | 10-35℃ |  |  |  |  | External chiller needed | [8 empty] | 8.5 | [33 empty] | 80 | [53 empty] | CE compliant, FDA compliant |  | 3-phase P/N/E ± 10% | [77 empty] | 3 x 200V, 208V, 230V, 380V, 400V, 480V |  | 60 |  |  | one - six | [13 empty] | 4 bar | [34 empty] | 20℃/8 bar | [67 empty] | https://www.coherent.com/lasers/laser/lasag/sls | Dimensions are not exact for each product (width/height) | 2017-09-01
630 | SLS-CL60HP | Lasag | Laser | Pulsed |  | Pulsed Nd:YAG solid state laser | 300000 | [6 empty] | 300 | [31 empty] | 300 | [27 empty] | Yes | IR | 1064 | [40 empty] | 0.0001 | 0.5 | [20 empty] | 110000 | [8 empty] | 1e+8 to 2e+11 | [24 empty] | 50/60 | [33 empty] | 11 | [61 empty] | 60 | [25 empty] | 400, 600 | [16 empty] | 1000 x 420 x 685 | [40 empty] | 230 |  | na | [7 empty] | 10-35℃ |  |  |  |  | External chiller needed | [8 empty] | 8.5 | [33 empty] | 80 | [53 empty] | CE compliant, FDA compliant |  | 3-phase P/N/E ± 10% | [77 empty] | 3 x 200V, 208V, 230V, 380V, 400V, 480V |  | 60 |  |  | one - three | [13 empty] | 4 bar | [34 empty] | 20℃/8 bar | [67 empty] | https://www.coherent.com/lasers/laser/lasag/sls | Dimensions are not exact for each product (width/height) | 2017-09-01
631 | NA | Lasag | Laser | Pulsed |  | Pulsed Nd:YAG solid state laser |  | 130000 | 20000 | 150000 | [63 empty] | Yes | IR | 1064 | [154 empty] | 6 | [37 empty] | 65 | [65 empty] | 1500 | [10 empty] | 970 | [8 empty] | 0.4 kW + laser beam power | [7 empty] | 10-35℃ | [13 empty] | 14 | [24 empty] | 970 | [8 empty] | 80 | [53 empty] | CE compliant, FDA compliant |  | 3-phase + ground | [77 empty] | 3 x 200 to 480VAC ± 10% |  | 65 | [16 empty] | 4 bar | [99 empty] | Medical Industry, Automotive Industry |  |  | https://www.coherent.com/lasers/laser/lasag/na |  | 2018-04-13
632 | NA 100 N | Lasag | Laser | Pulsed |  | Pulsed Nd:YAG solid state laser | 20000 | [6 empty] | 20 | [59 empty] | Yes | IR | 1064 | [62 empty] | 5000 |  |  |  |  | 0.0001 - 0.004 |  |  |  | 1e+7 to 5e+8 |  | 10 | [80 empty] | 6 | [37 empty] | 65 | [65 empty] | 1500 | [10 empty] | 970 | [8 empty] | 0.4 kW + laser beam power | [7 empty] | 10-35℃ | [13 empty] | 14 | [24 empty] | 970 | [8 empty] | 80 | [53 empty] | CE compliant, FDA compliant |  | 3-phase + ground | [77 empty] | 3 x 200 to 480VAC ± 10% |  | 65 | [16 empty] | 4 bar | [99 empty] | Medical Industry, Automotive Industry |  |  | https://www.coherent.com/lasers/laser/lasag/na |  | 2017-09-01
633 | NA 200 N | Lasag | Laser | Pulsed |  | Pulsed Nd:YAG solid state laser | 28000 | [6 empty] | 28 | [59 empty] | Yes | IR | 1064 | [62 empty] | 7000 |  |  |  |  | 0.0001 - 0.004 |  |  |  | 1e+7 to 5e+8 |  | 14 | [80 empty] | 6 | [37 empty] | 65 | [65 empty] | 1500 | [10 empty] | 970 | [8 empty] | 0.4 kW + laser beam power | [7 empty] | 10-35℃ | [13 empty] | 14 | [24 empty] | 970 | [8 empty] | 80 | [53 empty] | CE compliant, FDA compliant |  | 3-phase + ground | [77 empty] | 3 x 200 to 480VAC ± 10% |  | 65 | [16 empty] | 4 bar | [99 empty] | Medical Industry, Automotive Industry |  |  | https://www.coherent.com/lasers/laser/lasag/na |  | 2017-09-01
634 | NA 302 N | Lasag | Laser | Pulsed |  | Pulsed Nd:YAG solid state laser | 150000 | [6 empty] | 150 | [59 empty] | Yes | IR | 1064 | [62 empty] | 30000 |  |  |  |  | 0.0001 - 0.005 |  |  |  | 1e+8 to 1e+9 |  |  | 30 | [79 empty] | 6 | [37 empty] | 65 | [65 empty] | 1500 | [10 empty] | 970 | [8 empty] | 0.4 kW + laser beam power | [7 empty] | 10-35℃ | [13 empty] | 14 | [24 empty] | 970 | [8 empty] | 80 | [53 empty] | CE compliant, FDA compliant |  | 3-phase + ground | [77 empty] | 3 x 200 to 480VAC ± 10% |  | 65 | [16 empty] | 4 bar | [99 empty] | Medical Industry, Automotive Industry |  |  | https://www.coherent.com/lasers/laser/lasag/na |  | 2017-09-01
635 | NA 502 N | Lasag | Laser | Pulsed |  | Pulsed Nd:YAG solid state laser | 150000 | [6 empty] | 150 | [59 empty] | Yes | IR | 1064 | [62 empty] | 30000 |  |  |  |  | 0.0001 - 0.005 |  |  |  | 1e+8 to 1e+9 |  |  | 30 | [79 empty] | 6 | [37 empty] | 65 | [65 empty] | 1500 | [10 empty] | 970 | [8 empty] | 0.4 kW + laser beam power | [7 empty] | 10-35℃ | [13 empty] | 14 | [24 empty] | 970 | [8 empty] | 80 | [53 empty] | CE compliant, FDA compliant |  | 3-phase + ground | [77 empty] | 3 x 200 to 480VAC ± 10% |  | 65 | [16 empty] | 4 bar | [99 empty] | Medical Industry, Automotive Industry |  |  | https://www.coherent.com/lasers/laser/lasag/na |  | 2017-09-01
636 | KLS | Lasag | Laser | Pulsed |  | Pulsed Nd:YAG solid state laser |  | 235000 | 15000 | 250000 | [63 empty] | Yes | IR | 1064 | [40 empty] | 0.0001 | 5 | [54 empty] | 50/60 | [138 empty] | 1000 x 420 x 735 | [40 empty] | 200 | [9 empty] | 10-35℃ | [13 empty] | 8.5 depending on laser output | [33 empty] | 80 | [53 empty] | CE compliant, FDA compliant |  | 3-phase + ground ± 10% | [77 empty] | 3 x 200V, 208V, 230V, 380V, 400V, 480V |  | 60 | [16 empty] | 4 bar | [34 empty] | 20℃/8 bar | [64 empty] | Precision Cutting, Medical Industry, Electronics Industry, Scribing, Precision Welding |  |  | https://www.coherent.com/lasers/laser/lasag/kls |  | 2018-04-13
637 | KLS-040 FC | Lasag | Laser | Pulsed |  | Pulsed Nd:YAG solid state laser | 15000 | [35 empty] | 0.015 | [30 empty] | Yes | IR | 1064 | [40 empty] | 0.0001 | 5 | [20 empty] | 2000 - 180000 | [8 empty] | 12000000 to 3e+8 | [24 empty] | 50/60 | [57 empty] | 2.5 | [80 empty] | 1000 x 420 x 735 | [40 empty] | 200 | [9 empty] | 10-35℃ | [13 empty] | 8.5 depending on laser output | [33 empty] | 80 | [53 empty] | CE compliant, FDA compliant |  | 3-phase + ground ± 10% | [77 empty] | 3 x 200V, 208V, 230V, 380V, 400V, 480V |  | 60 | [16 empty] | 4 bar | [34 empty] | 20℃/8 bar | [64 empty] | Precision Cutting, Medical Industry, Electronics Industry, Scribing, Precision Welding |  |  | https://www.coherent.com/lasers/laser/lasag/kls |  | 2017-09-01
638 | KLS-046 | Lasag | Laser | Pulsed |  | Pulsed Nd:YAG solid state laser | 100000 | [35 empty] | 0.1 | [30 empty] | Yes | IR | 1064 | [40 empty] | 0.0001 | 1 | [20 empty] | 15000000 | [8 empty] | 2e+7 to 20e+10 | [24 empty] | 50/60 | [57 empty] | 4 | [80 empty] | 1000 x 420 x 735 | [40 empty] | 200 | [9 empty] | 10-35℃ | [13 empty] | 8.5 depending on laser output | [33 empty] | 80 | [53 empty] | CE compliant, FDA compliant |  | 3-phase + ground ± 10% | [77 empty] | 3 x 200V, 208V, 230V, 380V, 400V, 480V |  | 60 | [16 empty] | 4 bar | [34 empty] | 20℃/8 bar | [64 empty] | Precision Cutting, Medical Industry, Electronics Industry, Scribing, Precision Welding |  |  | https://www.coherent.com/lasers/laser/lasag/kls |  | 2017-09-01
639 | KLS-102 | Lasag | Laser | Pulsed |  | Pulsed Nd:YAG solid state laser | 150000 | [35 empty] | 0.15 | [30 empty] | Yes | IR | 1064 | [40 empty] | 0.0001 | 1 | [20 empty] | 30000000 | [8 empty] | 2e+7 to 20e+10 | [24 empty] | 50/60 | [57 empty] | 6 | [80 empty] | 1000 x 420 x 735 | [40 empty] | 200 | [9 empty] | 10-35℃ | [13 empty] | 8.5 depending on laser output | [33 empty] | 80 | [53 empty] | CE compliant, FDA compliant |  | 3-phase + ground ± 10% | [77 empty] | 3 x 200V, 208V, 230V, 380V, 400V, 480V |  | 60 | [16 empty] | 4 bar | [34 empty] | 20℃/8 bar | [64 empty] | Precision Cutting, Medical Industry, Electronics Industry, Scribing, Precision Welding |  |  | https://www.coherent.com/lasers/laser/lasag/kls |  | 2017-09-01
640 | KLS-302 | Lasag | Laser | Pulsed |  | Pulsed Nd:YAG solid state laser | 220000 | [35 empty] | 0.22 | [30 empty] | Yes | IR | 1064 | [40 empty] | 0.0001 | 1 | [20 empty] | 50000000 | [8 empty] | 1e+8 to 20e+10 | [24 empty] | 50/60 | [57 empty] | 6 | [80 empty] | 1000 x 420 x 735 | [40 empty] | 200 | [9 empty] | 10-35℃ | [13 empty] | 8.5 depending on laser output | [33 empty] | 80 | [53 empty] | CE compliant, FDA compliant |  | 3-phase + ground ± 10% | [77 empty] | 3 x 200V, 208V, 230V, 380V, 400V, 480V |  | 60 | [16 empty] | 4 bar | [34 empty] | 20℃/8 bar | [64 empty] | Precision Cutting, Medical Industry, Electronics Industry, Scribing, Precision Welding |  |  | https://www.coherent.com/lasers/laser/lasag/kls |  | 2017-09-01
641 | KLS-306 | Lasag | Laser | Pulsed |  | Pulsed Nd:YAG solid state laser | 220000 | [35 empty] | 0.22 | [30 empty] | Yes | IR | 1064 | [40 empty] | 0.0001 | 1 | [20 empty] | 50000000 | [8 empty] | 1e+8 to 20e+10 | [24 empty] | 50/60 | [57 empty] | 6 | [80 empty] | 1000 x 420 x 735 | [40 empty] | 200 | [9 empty] | 10-35℃ | [13 empty] | 8.5 depending on laser output | [33 empty] | 80 | [53 empty] | CE compliant, FDA compliant |  | 3-phase + ground ± 10% | [77 empty] | 3 x 200V, 208V, 230V, 380V, 400V, 480V |  | 60 | [16 empty] | 4 bar | [34 empty] | 20℃/8 bar | [64 empty] | Precision Cutting, Medical Industry, Electronics Industry, Scribing, Precision Welding |  |  | https://www.coherent.com/lasers/laser/lasag/kls |  | 2017-09-01
642 | KLS-502 | Lasag | Laser | Pulsed |  | Pulsed Nd:YAG solid state laser | 250000 | [35 empty] | 0.25 | [30 empty] | Yes | IR | 1064 | [40 empty] | 0.0001 | 1 | [20 empty] | 50000000 | [8 empty] | 1e+8 to 20e+10 | [24 empty] | 50/60 | [57 empty] | 6 | [80 empty] | 1000 x 420 x 735 | [40 empty] | 200 | [9 empty] | 10-35℃ | [13 empty] | 8.5 depending on laser output | [33 empty] | 80 | [53 empty] | CE compliant, FDA compliant |  | 3-phase + ground ± 10% | [77 empty] | 3 x 200V, 208V, 230V, 380V, 400V, 480V |  | 60 | [16 empty] | 4 bar | [34 empty] | 20℃/8 bar | [64 empty] | Precision Cutting, Medical Industry, Electronics Industry, Scribing, Precision Welding |  |  | https://www.coherent.com/lasers/laser/lasag/kls |  | 2017-09-01
643 | FLS CL | Lasag | Laser | Pulsed |  | Pulsed Nd:YAG solid state laser |  | 100000 | 400000 | 500000 | [63 empty] | Yes | IR | 1064 | [40 empty] | 0.0001 | 1 | [54 empty] | 50/60 | [119 empty] | 5/10, max 80 | [18 empty] | 780 x 1760 x 1410 | [40 empty] | 600 |  | 0.4 + beam power | [7 empty] | 10-35℃ | [13 empty] | 15 | [33 empty] | 80 | [53 empty] | CE compliant, FDA compliant |  | 3-phase + ground ± 10% | [75 empty] | energy or time sharing |  | 380V, 400V, 480V |  | 65 |  |  |  | 1-4 ports | [12 empty] | 4 bar | [34 empty] | 20℃/8 bar | [64 empty] | Welding, High-Speed SHADOW Applications |  |  | https://www.coherent.com/lasers/laser/lasag/fls-cl |  | 2018-04-13
644 | FLS 542CL | Lasag | Laser | Pulsed |  | Pulsed Nd:YAG solid state laser | 400000 | [6 empty] | 400 | [59 empty] | Yes | IR | 1064 | [40 empty] | 0.0001 | 1 | [20 empty] | 60000000 | [8 empty] | 2e+8 to 1e+11 | [24 empty] | 50/60 | [116 empty] | 400/600 |  |  | 5/10, max 80 | [18 empty] | 780 x 1760 x 1410 | [40 empty] | 600 |  | 0.4 + beam power | [7 empty] | 10-35℃ | [13 empty] | 15 | [33 empty] | 80 | [53 empty] | CE compliant, FDA compliant |  | 3-phase + ground ± 10% | [75 empty] | energy or time sharing |  | 380V, 400V, 480V |  | 65 |  |  |  | 1-4 ports | [12 empty] | 4 bar | [34 empty] | 20℃/8 bar | [64 empty] | Welding, High-Speed SHADOW Applications |  |  | https://www.coherent.com/lasers/laser/lasag/fls-cl |  | 2017-09-01
645 | FLS 542CL-HP | Lasag | Laser | Pulsed |  | Pulsed Nd:YAG solid state laser | 400000 | [6 empty] | 400 | [59 empty] | Yes | IR | 1064 | [40 empty] | 0.0001 | 1 | [20 empty] | 110000000 | [8 empty] | 2e+8 to 2e+11 | [24 empty] | 50/60 | [116 empty] | 400/600 |  |  | 5/10, max 80 | [18 empty] | 780 x 1760 x 1410 | [40 empty] | 600 |  | 0.4 + beam power | [7 empty] | 10-35℃ | [13 empty] | 15 | [33 empty] | 80 | [53 empty] | CE compliant, FDA compliant |  | 3-phase + ground ± 10% | [75 empty] | energy or time sharing |  | 380V, 400V, 480V |  | 65 |  |  |  | 1-4 ports | [12 empty] | 4 bar | [34 empty] | 20℃/8 bar | [64 empty] | Welding, High-Speed SHADOW Applications |  |  | https://www.coherent.com/lasers/laser/lasag/fls-cl |  | 2017-09-01
646 | FLS 542CL | Lasag | Laser | Pulsed |  | Pulsed Nd:YAG solid state laser | 500000 | [6 empty] | 500 | [59 empty] | Yes | IR | 1064 | [40 empty] | 0.0001 | 1 | [20 empty] | 70000000 | [8 empty] | 2e+8 to 1e+11 | [24 empty] | 50/60 | [116 empty] | 600 |  |  | 5/10, max 80 | [18 empty] | 780 x 1760 x 1410 | [40 empty] | 600 |  | 0.4 + beam power | [7 empty] | 10-35℃ | [13 empty] | 15 | [33 empty] | 80 | [53 empty] | CE compliant, FDA compliant |  | 3-phase + ground ± 10% | [75 empty] | energy or time sharing |  | 380V, 400V, 480V |  | 65 |  |  |  | 1-4 ports | [12 empty] | 4 bar | [34 empty] | 20℃/8 bar | [64 empty] | Welding, High-Speed SHADOW Applications |  |  | https://www.coherent.com/lasers/laser/lasag/fls-cl |  | 2017-09-01
647 | FLS 542CL-HP | Lasag | Laser | Pulsed |  | Pulsed Nd:YAG solid state laser | 500000 | [6 empty] | 500 | [59 empty] | Yes | IR | 1064 | [40 empty] | 0.0001 | 1 | [20 empty] | 110000000 | [8 empty] | 2e+8 to 2e+11 | [24 empty] | 50/60 | [116 empty] | 600 |  |  | 5/10, max 80 | [18 empty] | 780 x 1760 x 1410 | [40 empty] | 600 |  | 0.4 + beam power | [7 empty] | 10-35℃ | [13 empty] | 15 | [33 empty] | 80 | [53 empty] | CE compliant, FDA compliant |  | 3-phase + ground ± 10% | [75 empty] | energy or time sharing |  | 380V, 400V, 480V |  | 65 |  |  |  | 1-4 ports | [12 empty] | 4 bar | [34 empty] | 20℃/8 bar | [64 empty] | Welding, High-Speed SHADOW Applications |  |  | https://www.coherent.com/lasers/laser/lasag/fls-cl |  | 2017-09-01
648 | FLS A | Lasag | Laser | Pulsed |  | Pulsed Nd:YAG solid state laser |  | 50000 | 150000 | 200000 | [63 empty] | Yes | IR | 1064 | [40 empty] | 0.0001 | 0.5 | [54 empty] | 50/60 | [181 empty] | 0.4 + laser beam power | [7 empty] | 10-35℃ | [47 empty] | 80 | [53 empty] | CE compliant, FDA compliant |  | 3-phase + ground ± 10% | [77 empty] | 360V, 400V, 480V |  | 65 | [16 empty] | 4 bar | [34 empty] | 20℃/8 bar | [64 empty] | 2D/3D Cutting, Cutting Metal, Automobile Components |  |  | https://www.coherent.com/lasers/laser/lasag/fls-a |  | 2018-04-13
649 | FLS 352A | Lasag | Laser | Pulsed |  | Pulsed Nd:YAG solid state laser | 150000 | [6 empty] | 150 | [30 empty] | 20 | [28 empty] | Yes | IR | 1064 | [40 empty] | 0.0001 | 0.5 | [20 empty] | 50000000 | [8 empty] | 1e+8 to 3e+9 | [24 empty] | 50/60 | [72 empty] | 17 to 20 | [65 empty] | 750 x 1550 x 1265 | [40 empty] | 600 |  | 0.4 + laser beam power | [7 empty] | 10-35℃ | [13 empty] | 10 | [33 empty] | 80 | [53 empty] | CE compliant, FDA compliant |  | 3-phase + ground ± 10% | [77 empty] | 360V, 400V, 480V |  | 65 | [16 empty] | 4 bar | [34 empty] | 20℃/8 bar | [64 empty] | 2D/3D Cutting, Cutting Metal, Automobile Components |  |  | https://www.coherent.com/lasers/laser/lasag/fls-a |  | 2017-09-01
650 | FLS 352A-HB | Lasag | Laser | Pulsed |  | Pulsed Nd:YAG solid state laser | 200000 | [6 empty] | 200 | [30 empty] | 16 | [28 empty] | Yes | IR | 1064 | [40 empty] | 0.0001 | 0.5 | [20 empty] | 40000000 | [8 empty] | 1e+8 to 3e+9 | [24 empty] | 50/60 | [72 empty] | 8 to 10 | [65 empty] | 750 x 1550 x 1265 | [40 empty] | 600 |  | 0.4 + laser beam power | [7 empty] | 10-35℃ | [13 empty] | 10 | [33 empty] | 80 | [53 empty] | CE compliant, FDA compliant |  | 3-phase + ground ± 10% | [77 empty] | 360V, 400V, 480V |  | 65 | [16 empty] | 4 bar | [34 empty] | 20℃/8 bar | [64 empty] | 2D/3D Cutting, Cutting Metal, Automobile Components |  |  | https://www.coherent.com/lasers/laser/lasag/fls-a |  | 2017-09-01
651 | FLS 652A | Lasag | Laser | Pulsed |  | Pulsed Nd:YAG solid state laser | 500000 | [6 empty] | 500 | [30 empty] | 50 | [28 empty] | Yes | IR | 1064 | [40 empty] | 0.0001 | 0.5 | [20 empty] | 120000000 | [8 empty] | 1e+8 to 2e+10 | [24 empty] | 50/60 | [72 empty] | >=25 | [65 empty] | 750 x 2200 x 1265 | [40 empty] | 800 |  | 0.4 + laser beam power | [7 empty] | 10-35℃ | [13 empty] | 19 | [33 empty] | 80 | [53 empty] | CE compliant, FDA compliant |  | 3-phase + ground ± 10% | [77 empty] | 360V, 400V, 480V |  | 65 | [16 empty] | 4 bar | [34 empty] | 20℃/8 bar | [64 empty] | 2D/3D Cutting, Cutting Metal, Automobile Components |  |  | https://www.coherent.com/lasers/laser/lasag/fls-a |  | 2017-09-01
652 | QFS 50 |  |  |  |  | Pulsed Nd:YAG solid state laser |  | 0 | 50000 | 50000 | [63 empty] | Yes | Near IR | 1055 | 1070 | 15 | [38 empty] | 50 | 200 | [72 empty] | customer supplied | [10 empty] | 100 | 230 | [5 empty] | 900 |  |  |  |  | 100-230V ± 10%, 50-60Hz, 1P+E | [51 empty] | 100 | [11 empty] | <0.2 | [17 empty] | 4.7m, non-detachable | [15 empty] | 200 x 540 x 550 |  |  | 600 x 660 x 950 | [14 empty] | 19" rack-mount, 6HU | 19" rack-mount, 3U | [11 empty] | 200 x 540 x ~550 (w x h x d) | 9 |  |  |  |  | ~90 (cabinet), 21 (19" rack) | digital/RS232 (for configuration) | RS232/digital/TCP/IP/Profibus |  | 9 | [9 empty] | 10-35℃ | [6 empty] | air-cooled | [40 empty] | 20 to 90 (non condensing) | [53 empty] | CE compliant, FDA compliant |  |  | diameter > 25mm, thickness < 60mm | [38 empty] | 0.5/1 | 3 bar typ./6 bar max | dry, oil free compressed air | [20 empty] | ±1 | [13 empty] | torque motor | [20 empty] | 60 or 90 | FLBK 46-90/60 or 44-60/60 or 25-90/60 |  | IP54 | [15 empty] | programmable | [13 empty] | 45º monocular | [65 empty] | Scribing Automobiles |  |  | https://www.coherent.com/lasers/laser/lasag/qfs-50 |  | 2018-04-13
653 | QFS 50 | Lasag | Laser | Q-Switched, Pulsed |  | Pulsed Nd:YAG solid state laser | 50000 | [66 empty] | Yes | Near IR | 1055 | 1070 | 15 | [38 empty] | 50 | 200 | [16 empty] | 150000 to 200000 | [55 empty] | customer supplied | [10 empty] | 100 | 230 | [5 empty] | 900 |  |  |  |  | 100-230V ± 10%, 50-60Hz, 1P+E | [51 empty] | 100 | [11 empty] | <0.2 | [17 empty] | 4.7m, non-detachable | [15 empty] | 200 x 540 x 550 |  |  | 600 x 660 x 950 | [14 empty] | 19" rack-mount, 6HU | 19" rack-mount, 3U | [11 empty] | 200 x 540 x ~550 (w x h x d) | 9 |  |  |  |  | ~90 (cabinet), 21 (19" rack) | digital/RS232 (for configuration) | RS232/digital/TCP/IP/Profibus |  | 9 | [9 empty] | 10-35℃ | [6 empty] | air-cooled | [40 empty] | 20 to 90 (non condensing) | [53 empty] | CE compliant, FDA compliant |  |  | diameter > 25mm, thickness < 60mm | [38 empty] | 0.5/1 | 3 bar typ./6 bar max | dry, oil free compressed air | [20 empty] | ±1 | [13 empty] | torque motor | [13 empty] | CCD camera, Profibus for motor driver unit | [6 empty] | 60 or 90 | FLBK 46-90/60 or 44-60/60 or 25-90/60 |  | IP54 | [15 empty] | programmable | [13 empty] | 45º monocular | [65 empty] | Scribing Automobiles |  |  | https://www.coherent.com/lasers/laser/lasag/qfs-50 |  | 2017-09-01
654 | QFS 50 (OEM) | Lasag | Laser | Q-Switched, Pulsed |  | Pulsed Nd:YAG solid state laser | 50000 | [66 empty] | Yes | Near IR | 1055 | 1070 | 15 | [38 empty] | 50 | 200 | [16 empty] | 150000 to 200000 | [55 empty] | customer supplied | [10 empty] | 100 | 230 | [5 empty] | 900 |  |  |  |  | 100-230V ± 10%, 50-60Hz, 1P+E | [51 empty] | 100 | [11 empty] | <0.2 | [17 empty] | 4.7m, non-detachable | [15 empty] | 200 x 540 x 550 |  |  | 600 x 660 x 950 | [14 empty] | 19" rack-mount, 6HU | 19" rack-mount, 3U | [11 empty] | 200 x 540 x ~550 (w x h x d) | 9 |  |  |  |  | ~90 (cabinet), 21 (19" rack) | digital/RS232 (for configuration) | RS232/digital/TCP/IP/Profibus |  | 9 | [9 empty] | 10-35℃ | [6 empty] | air-cooled | [40 empty] | 20 to 90 (non condensing) | [53 empty] | CE compliant, FDA compliant |  |  | diameter > 25mm, thickness < 60mm | [38 empty] | 0.5/1 | 3 bar typ./6 bar max | dry, oil free compressed air | [20 empty] | ±1 | [13 empty] | torque motor | [20 empty] | 60 or 90 | FLBK 46-90/60 or 44-60/60 or 25-90/60 |  | IP54 | [15 empty] | programmable | [13 empty] | 45º monocular | [65 empty] | Scribing Automobiles |  |  | https://www.coherent.com/lasers/laser/lasag/qfs-50 |  | 2017-09-01
655 | Lee Lasers | Lee Lasers | Laser | CW |  | DPSS |  | 395000 | 5000 | 400000 | [63 empty] | Yes | Visible - IR | 532 | 1064 | 532 | [129 empty] | <4000 | <2020 | [21 empty] | <3.5 |  |  | <1 | [11 empty] | <31 | [33 empty] | Multimode, TEM00 | [72 empty] | <60 | [313 empty] | https://www.coherent.com/lasers/main/lee-lasers |  | 2017-10-12
656 | LDP-100TQG-DP | Lee Lasers | Laser | CW |  | DPSS | 10000, 12000 | 2000 | 10000 | 12000 |  |  |  | 10, 12, 10 | [59 empty] | Yes | Visible | 532 | [62 empty] | 2000, 1200, 500 | [18 empty] | 22, 12, 3.3 | [12 empty] | 5000, 10000, 20000 | [23 empty] | 2kW, maximum with water/water cooler | [12 empty] | 2000 | [22 empty] | 0.8 |  |  | 1.5 | [38 empty] | Linear | [9 empty] | TEM00 | [56 empty] | 830 x 600 x 850 (water/water cooled) | [29 empty] | City water, 16 I/m @ 15℃ max temp, Optional city-water cooled refrigerated chiller requires city water, 8 I/m @ 25℃ max temp | [19 empty] | 18-30 | [18 empty] | 10 to 90%, non-condensing | [146 empty] | 21 H x 22.9 W x 127 L cm | [18 empty] | 220 ± 10% VAC, 1-phase, 50/60Hz, 20A | [91 empty] | https://www.coherent.com/lasers/laser/lee-lasers/ldp-100tqg-dp |  | 2017-09-01
657 | LDP-100TQ | Lee Lasers | Laser | CW |  | DPSS | 15000, 18000 | 3000 | 15000 | 18000 |  |  |  | 18, 15, 15 | [59 empty] | Yes | IR | 1064 | [62 empty] | 1500, 800 | [16 empty] | 150, 250 |  | 10, 3 | [12 empty] | 10000, 20000 | [23 empty] | 2kW, maximum with water/water cooler | [12 empty] | 2000 | [22 empty] | 1 |  |  | 1.6 | [11 empty] | 1.2 | [26 empty] | Random | [9 empty] | TEM00 | [56 empty] | 830 x 600 x 850 (water/water cooled) | [29 empty] | City water, 16 I/m @ 15℃ max temp, Optional city-water cooled refrigerated chiller requires city water, 8 I/m @ 25℃ max temp | [19 empty] | 18-33 | [18 empty] | 10 to 90%, non-condensing | [146 empty] | 21 H x 22.9 W x 152.4 L cm | [18 empty] | 220 ± 10% VAC, 1-phase, 50/60Hz, 20A | [91 empty] | https://www.coherent.com/lasers/laser/lee-lasers/ldp-100tqg-dp |  | 2017-09-01
658 | LDP-100MQG | Lee Lasers | Laser | CW |  | DPSS | 40000, 48000, 50000 | 10000 | 40000 | 50000 |  |  |  | 40, 50, 48 | [59 empty] | Yes | Visible | 532 | [62 empty] | 8000, 5000, 2400 | [16 empty] | 150, 200, 325 |  | 53.3, 25, 7.4 | [12 empty] | 5000, 10000, 20000 | [23 empty] | 2kW, maximum with water/water cooler | [12 empty] | 2000 | [22 empty] | <2 |  |  | 4 | [38 empty] | Linear | [9 empty] | Multimode | [56 empty] | 770 x 600 x 850 (water/water cooler) | [29 empty] | City water, 16 I/m @ 15℃ max temp, Optional city-water cooled refrigerated chiller requires city water, 8 I/m @ 25℃ max temp | [19 empty] | 18-30 | [18 empty] | 10 to 90%, non-condensing | [146 empty] | 21 H x 22.9 W x 129 L cm | [18 empty] | 220 ± 10% VAC, 1-phase, 50/60Hz, 30A | [91 empty] | https://www.coherent.com/lasers/laser/lee-lasers/ldp-100mqg |  | 2017-09-01
659 | LDP-100MQ | Lee Lasers | Laser | CW |  | DPSS | 70000, 100000 | 30000 | 70000 | 100000 |  |  |  | 100, 70 | [59 empty] | Yes | IR | 1064 | [79 empty] | 200 |  | 35 | [12 empty] | 10000 | [23 empty] | 2kW, maximum with water/water cooler | [12 empty] | 2000 | [22 empty] | <2 |  |  | 6 | [38 empty] | Random | [9 empty] | Multimode | [56 empty] | 770 x 600 x 860 (water/water cooler) | [29 empty] | City water, 16 I/m @ 15℃ max temp, Optional city-water cooled refrigerated chiller requires city water, 8 I/m @ 25℃ max temp | [19 empty] | 18-33 | [18 empty] | 10 to 90%, non-condensing | [146 empty] | 21 H x 22.9 W x 100 L cm | [18 empty] | 220 ± 10% VAC, 1-phase, 50/60Hz, 20A | [91 empty] | https://www.coherent.com/lasers/laser/lee-lasers/ldp-100mq |  | 2017-09-01
660 | LDP-200MQU-HP-Dual | Lee Lasers | Laser | CW |  | DPSS | 90000, 100000 | 10000 | 90000 | 100000 |  |  |  | 90, 100, 100, 90, 90 | [59 empty] | Yes | UV | 355 | [62 empty] | 12000, 10000, 6700, 4500, 1800 | [9 empty] | <=109000, <=91000, <=48000, <=25000, <=10000 | [6 empty] | <=110, <=120, <=140, <=180, <=180 | [14 empty] | 7500, 10000, 15000, 20000, 50000 | [23 empty] | 2.3kW, maximum | [12 empty] | 2300 | [22 empty] | 2 |  |  | 4 | [48 empty] | Multimode | [50 empty] | 1524 x 500 x 203 | [5 empty] | 2@770 x 600 x 850 | [29 empty] | City water cooled, 24 L/min at 15℃ max temp. >2.5 bar (35 psi) pressure | [19 empty] | 18 - 30 | [9 empty] | 5 to 60 | [8 empty] | 10 to 90%, non-condensing | [165 empty] | 220 ± 10% VAC, 1-phase, 50/60 Hz, 30A | [91 empty] | https://www.coherent.com/lasers/laser/lee-lasers/ldp-200mqu-hp-dual |  | 2017-09-01
661 | LDP-200MQU-HP | Lee Lasers | Laser | CW |  | DPSS | 45000, 50000, 55000 | 10000 | 45000 | 55000 |  |  |  | 50, 55, 50, 45, 45 | [59 empty] | Yes | UV | 355 | [62 empty] | 6700, 5500, 3300, 2250, 900 | [9 empty] | <=74100, <=55000, <=23800, <=13200, <=5000 | [6 empty] | <=90, <=100, <=140, <=170, <=180 | [14 empty] | 7500, 10000, 15000, 20000, 50000 | [23 empty] | 2.3kW, maximum | [12 empty] | 2300 | [22 empty] | 2 |  |  | 4 | [48 empty] | Multimode | [50 empty] | 1524 x 241 x 203 | [5 empty] | 770 x 600 x 850 | [29 empty] | City water cooled, 24 L/min at 15℃ max temp. >2.5 bar (35 psi) pressure | [19 empty] | 18 - 30 | [9 empty] | 5 to 60 | [8 empty] | 10 to 90%, non-condensing | [165 empty] | 220 ± 10% VAC, 1-phase, 50/60 Hz, 30A | [91 empty] | https://www.coherent.com/lasers/laser/lee-lasers/ldp-200mqu-hp |  | 2017-09-01
662 | LDP-100MQU | Lee Lasers | Laser | CW |  | DPSS | 5000, 6000, 8000, 11000, 12000 | 7000 | 5000 | 12000 |  |  |  | 8, 11, 12, 6, 5 | [59 empty] | Yes | UV | 355 | [62 empty] | 1600, 1500, 1200, 300, 170 | [9 empty] | 15.200, 11700, 7500, 1100, 420 | [6 empty] | 105, 125, 160, 270, 400 | [14 empty] | 5000, 7500, 10000, 20000, 30000 | [23 empty] | 2kW, maximum | [12 empty] | 2000 | [22 empty] | 1 |  |  | 2.5 | [48 empty] | Multimode | [56 empty] | 770 x 600 x 850 | [29 empty] | City water cooled, 8 L/min at 15℃ max. temp. >2.5 bar (35 psi) pressure, Self-contained, refrigerated chiller optionally available. 1-kW heat vented into room. Maximum ambient operating temperature 30℃ | [296 empty] | https://www.coherent.com/lasers/laser/lee-lasers/ldp-100mqu |  | 2017-09-01
663 | Monaco | Monaco | Laser | Ultrafast |  | DPSS |  | 20000 | 20000 | 40000 | [63 empty] | Yes | Visible - Near IR | 517 | 1035 | 518 |  |  | 5 | 5 | [32 empty] | 1000 | 1000 | [91 empty] | 48VDC, <500 | [22 empty] | 2.7 ± 0.3 |  |  | <1 | [81 empty] | 377.8 x 192.1 x 82.6 | 32 | [346 empty] | Complex Layer Processing, Glass Cutting & Drilling, OPA Pumping, Ophthalmic, Precise Metal Marking & Cutting, Thin-Film Ablation, Wafer Scribing, Stent Fabrication | Cutting, Drilling, Scribing, Marking | Glass, Polymer, Cobalt-Based Superalloys, Stainless Steels Alloys, Gold | https://www.coherent.com/lasers/laser/industrial-short-pulse-lasers/femtosecond-lasers/monaco |  | 2017-10-12
664 | Monaco 1035-40 | Monaco | Laser | Ultrafast |  | DPSS | 40000 | [66 empty] | Yes | Near IR | 1035 |  |  |  |  | 5 | 5 | [22 empty] | <350 fs to >10 ps | [9 empty] | 1000 | Single-shot to 1 MHz, higher rep rates without AOM pulsepicking: 1 to 50 MHz standard | [24 empty] | <2 | [14 empty] | <0.00035 | [51 empty] | 48VDC, <500 | [22 empty] | 2.7 ± 0.3 |  |  | <1 | [18 empty] | >85 | [10 empty] | ±25 over 8 hours | [8 empty] | >100:1 | Vertical, ±3º | [5 empty] | TEM00 | [35 empty] | 377.8 x 192.1 x 82.6 | 32 | [66 empty] | 10 to 30 | [8 empty] | -20 to 60 | [5 empty] | -20 to 60 | 5 to 65 |  |  |  |  | Cold Start: <45 min, Warm Start: <15 min | [5 empty] | <=90, non-condensing | [82 empty] | RS-232, Ethernet, USB | [169 empty] | Complex Layer Processing, Glass Cutting & Drilling, OPA Pumping, Ophthalmic, Precise Metal Marking & Cutting, Thin-Film Ablation, Wafer Scribing, Stent Fabrication | Cutting, Drilling, Scribing, Marking | Glass, Polymer, Cobalt-Based Superalloys, Stainless Steels Alloys, Gold | https://www.coherent.com/lasers/laser/industrial-short-pulse-lasers/femtosecond-lasers/monaco |  | 2017-09-01
665 | Monaco 1035-80 | Monaco | Laser | Ultrafast |  | DPSS | 40000 | [66 empty] | Yes | Near IR | 1035 |  |  |  |  | 5 | 5 | [22 empty] | <350 fs to >10 ps | [9 empty] | 1000 | Single-shot to 1 MHz, higher rep rates without AOM pulsepicking: 1 to 50 MHz standard | [24 empty] | <2 | [14 empty] | <0.00035 | [51 empty] | 48VDC, <500 | [22 empty] | 2.7 ± 0.3 |  |  | <1 | [18 empty] | >85 | [10 empty] | ±25 over 8 hours | [8 empty] | >100:1 | Vertical, ±3º | [5 empty] | TEM00 | [35 empty] | 377.8 x 192.1 x 82.6 | 32 | [66 empty] | 10 to 30 | [8 empty] | -20 to 60 | [5 empty] | -20 to 60 | 5 to 65 |  |  |  |  | Cold Start: <45 min, Warm Start: <15 min | [5 empty] | <=90, non-condensing | [82 empty] | RS-232, Ethernet, USB | [169 empty] | Complex Layer Processing, Glass Cutting & Drilling, OPA Pumping, Ophthalmic, Precise Metal Marking & Cutting, Thin-Film Ablation, Wafer Scribing, Stent Fabrication | Cutting, Drilling, Scribing, Marking | Glass, Polymer, Cobalt-Based Superalloys, Stainless Steels Alloys, Gold | https://www.coherent.com/lasers/laser/industrial-short-pulse-lasers/femtosecond-lasers/monaco |  | 2017-09-01
666 | Monaco 517-20 | Monaco | Laser | Ultrafast |  | DPSS | 20000 | [66 empty] | Yes | Visible | 517 |  |  |  |  | 5 | 5 | [32 empty] | 1000 | Single-shot to 1 MHz, higher rep rates without AOM pulsepicking: 1 to 50 MHz standard | [24 empty] | <2 | [14 empty] | <0.00035 | [51 empty] | 48VDC, <500 | [22 empty] | 2.0 ± 0.2 |  |  | <1 | [18 empty] | >85 | [10 empty] | ±25 over 8 hours | [8 empty] | >100:1 | Vertical, ±3º | [5 empty] | TEM00 | [35 empty] | 377.8 x 192.1 x 82.6 | 32 | [66 empty] | 10 to 30 | [8 empty] | -20 to 60 | [5 empty] | -20 to 60 | 5 to 65 |  |  |  |  | Cold Start: <45 min, Warm Start: <15 min | [5 empty] | <=90, non-condensing | [82 empty] | RS-232, Ethernet, USB | [169 empty] | Complex Layer Processing, Glass Cutting & Drilling, OPA Pumping, Ophthalmic, Precise Metal Marking & Cutting, Thin-Film Ablation, Wafer Scribing, Stent Fabrication | Cutting, Drilling, Scribing, Marking | Glass, Polymer, Cobalt-Based Superalloys, Stainless Steels Alloys, Gold | https://www.coherent.com/lasers/laser/industrial-short-pulse-lasers/femtosecond-lasers/monaco |  | 2017-09-01
667 | Monaco 517-30 | Monaco | Laser | Ultrafast |  | DPSS | 20000 | [66 empty] | Yes | Visible | 517 |  |  |  |  | 5 | 5 | [32 empty] | 1000 | Single-shot to 1 MHz, higher rep rates without AOM pulsepicking: 1 to 50 MHz standard | [24 empty] | <2 | [14 empty] | <0.00035 | [51 empty] | 48VDC, <500 | [22 empty] | 2.0 ± 0.2 |  |  | <1 | [18 empty] | >85 | [10 empty] | ±25 over 8 hours | [8 empty] | >100:1 | Vertical, ±3º | [5 empty] | TEM00 | [35 empty] | 377.8 x 192.1 x 82.6 | 32 | [66 empty] | 10 to 30 | [8 empty] | -20 to 60 | [5 empty] | -20 to 60 | 5 to 65 |  |  |  |  | Cold Start: <45 min, Warm Start: <15 min | [5 empty] | <=90, non-condensing | [82 empty] | RS-232, Ethernet, USB | [169 empty] | Complex Layer Processing, Glass Cutting & Drilling, OPA Pumping, Ophthalmic, Precise Metal Marking & Cutting, Thin-Film Ablation, Wafer Scribing, Stent Fabrication | Cutting, Drilling, Scribing, Marking | Glass, Polymer, Cobalt-Based Superalloys, Stainless Steels Alloys, Gold | https://www.coherent.com/lasers/laser/industrial-short-pulse-lasers/femtosecond-lasers/monaco |  | 2017-09-01
668 | FLARE NX | FLARE NX | Laser | Pulsed |  | Q-Switched DPSS | [67 empty] | Yes | Deep UV - Near IR | 343 | 1030 | 687 |  |  | <! | <1 | [35 empty] | 2 | [83 empty] | 24 | 24 | [27 empty] | On request |  |  | <1.2 | [11 empty] | <1.2 | [33 empty] | TEM00 | [35 empty] | 155.6 x 93.5 x 38.25 | 1.25 | [346 empty] | Scientific, Life Sciences, Laser Induced Fluorescence Spectroscopy, MALDI-TOF Spectroscopy, Laser Micro Dissection, LIDAR, Inspection and Process Including Environmental Control, Materials Processing | Atomic and Molecular Spectroscopy, Bio-Medical Research | Atom, Molecule, Fluorescence Excitation | https://www.coherent.com/lasers/laser/industrial-short-pulse-lasers/nanosecond-lasers/flare-nx |  | 2017-10-12
669 | FLARE NX 1030-1.0-2 | FLARE NX | Laser | Pulsed |  | Q-Switched DPSS | [67 empty] | Yes | Near IR | 1030 |  |  |  |  | 1 | 1 | [35 empty] | 2 |  |  |  |  | up to 2 | [15 empty] | >500 |  |  |  | <±5 | [12 empty] | 1.45 ± 0.2 | [45 empty] | 24 | 24 | [27 empty] | On request |  |  | <1.2 | [11 empty] | <1.2 |  |  | >90 | [23 empty] | >100:1, Vertical ±5º | [6 empty] | TEM00 | [23 empty] | 1 | 160 x 130 x 45 | 0.75 | [9 empty] | 155.6 x 93.5 x 38.25 | 1.25 | [41 empty] | <=40 |  |  |  |  | 15 to 35 | [25 empty] | 15 to 45 | [9 empty] | -20 to 50 |  |  |  |  | <2.5 | [5 empty] | <80 | [10 empty] | <±1 | <±1 | [39 empty] | RS-232 | [53 empty] | Digital, OEM | [146 empty] | Scientific, Life Sciences, Laser Induced Fluorescence Spectroscopy, MALDI-TOF Spectroscopy, Laser Micro Dissection, LIDAR, Inspection and Process Including Environmental Control, Materials Processing | Atomic and Molecular Spectroscopy, Bio-Medical Research | Atom, Molecule, Fluorescence Excitation | https://www.coherent.com/lasers/laser/industrial-short-pulse-lasers/nanosecond-lasers/flare-nx |  | 2017-09-01
670 | FLARE NX 515-0.6-2 | FLARE NX | Laser | Pulsed |  | Q-Switched DPSS | [67 empty] | Yes | Visible | 515 |  |  |  |  | 0.5 | 0.5 | [35 empty] | 2 |  |  |  |  | up to 2 | [15 empty] | >300 |  |  |  | <±5 | [12 empty] | 1.15 ± 0.2 | [45 empty] | 24 | 24 | [27 empty] | On request |  |  | <1.2 | [11 empty] | <1.2 |  |  | >90 | [23 empty] | >100:1, Vertical ±5º | [6 empty] | TEM00 | [23 empty] | 1 | 160 x 130 x 45 | 0.75 | [9 empty] | 155.6 x 93.5 x 38.25 | 1.25 | [41 empty] | <=40 |  |  |  |  | 15 to 35 | [25 empty] | 15 to 45 | [9 empty] | -20 to 50 |  |  |  |  | <2.5 | [5 empty] | <80 | [10 empty] | <±1 | <±1 | [39 empty] | RS-232 | [53 empty] | Digital, OEM | [146 empty] | Scientific, Life Sciences, Laser Induced Fluorescence Spectroscopy, MALDI-TOF Spectroscopy, Laser Micro Dissection, LIDAR, Inspection and Process Including Environmental Control, Materials Processing | Atomic and Molecular Spectroscopy, Bio-Medical Research | Atom, Molecule, Fluorescence Excitation | https://www.coherent.com/lasers/laser/industrial-short-pulse-lasers/nanosecond-lasers/flare-nx |  | 2017-09-01
671 | FLARE NX 343-0.2-2 | FLARE NX | Laser | Pulsed |  | Q-Switched DPSS | [67 empty] | Yes | Deep UV | 343 |  |  |  |  | 0.5 | 0.5 | [35 empty] | 2 |  |  |  |  | up to 2 | [15 empty] | >100 |  |  |  | <±5 | [12 empty] | 1.0 ± 0.2 | [45 empty] | 24 | 24 | [27 empty] | On request |  |  | <1.2 | [11 empty] | <1.2 |  |  | >90 | [23 empty] | >100:1, Vertical ±5º | [6 empty] | TEM00 | [23 empty] | 1 | 160 x 130 x 45 | 0.75 | [9 empty] | 155.6 x 93.5 x 38.25 | 1.25 | [41 empty] | <=40 |  |  |  |  | 15 to 35 | [25 empty] | 15 to 45 | [9 empty] | -20 to 50 |  |  |  |  | <2.5 | [5 empty] | <80 | [10 empty] | <±1 | <±1 | [39 empty] | RS-232 | [53 empty] | Digital, OEM | [146 empty] | Scientific, Life Sciences, Laser Induced Fluorescence Spectroscopy, MALDI-TOF Spectroscopy, Laser Micro Dissection, LIDAR, Inspection and Process Including Environmental Control, Materials Processing | Atomic and Molecular Spectroscopy, Bio-Medical Research | Atom, Molecule, Fluorescence Excitation | https://www.coherent.com/lasers/laser/industrial-short-pulse-lasers/nanosecond-lasers/flare-nx |  | 2017-09-01
672 | Revolution | Revolution | Laser | Pulsed |  | Q-Switched DPSS |  | 65000 | 15000 | 80000 | [63 empty] | Yes | Visible | 527 | [41 empty] | 10 | [83 empty] | 200 | 240 | [27 empty] | 3 |  |  | <8 | [11 empty] | <=27 | [33 empty] | Multimode | [35 empty] | 487.9 x 140.3 x 215.9 | 19 | [346 empty] | Ti:Sapphire Pumping, Materials Processing, Semiconductor Annealing, Flow Visualization |  |  | https://www.coherent.com/lasers/laser/diode-pumped-solid-state-lasers/pulsed-q-switched/revolution-lasers |  | 2017-10-12
673 | REVOLUTION-20 | Revolution | Laser | Pulsed |  | Q-Switched DPSS | 15000, 20000, 20000 | 5000 | 15000 | 20000 |  |  | 15000 at 1 kHz, 20000 at 5 kHz, 20000 at 10 kHz | [60 empty] | Yes | Visible | 527 | [41 empty] | 10 | [6 empty] | single-shot to 10 kHz |  |  |  |  | 15 at 1kHz, 4 at 5 kHz, 2 at 10kHz | [23 empty] | <0.5 |  | <250 at 1 kHz | [45 empty] | 200 | 240 | 200 to 240 VAC, ±10%, single-phase, 50 to 60Hz | 60Hz 188 to 253 VAC, 50Hz 216to 264 VAC, 50Hz 180 to 220 VAC, 12A Max single phase | [25 empty] | 3 |  |  | <8 | [11 empty] | <=23 | [6 empty] | >80 | [16 empty] | 3 |  |  | Horizontal, >100:1 | [6 empty] | Multimode | [21 empty] | 75 | [13 empty] | 487.9 x 140.3 x 215.9 | 19 | [24 empty] | 14 | [9 empty] | 3 | [52 empty] | Standby Mode: <10 min, Cold Start: <30 min | [152 empty] | Extended Umbilical Options, Extended Water Hose Options, Side Output Option, Water-to-Water Heat Exchanger Option | [105 empty] | Ti:Sapphire Pumping, Materials Processing, Semiconductor Annealing, Flow Visualization |  |  | https://www.coherent.com/lasers/laser/diode-pumped-solid-state-lasers/pulsed-q-switched/revolution-lasers |  | 2017-09-01
674 | REVOLUTION-25 | Revolution | Laser | Pulsed |  | Q-Switched DPSS | 22000, 35000, 35000 | 13000 | 22000 | 35000 |  |  | 22000 at 1 kHz, 35000 at 5 kHz, 35000 at 10 kHz | [60 empty] | Yes | Visible | 527 | [41 empty] | 10 | [6 empty] | single-shot to 10 kHz |  |  |  |  | 22 at 1 kHz, 7 at 5 kHz, 3.5 at 10 kHz | [23 empty] | <0.5 |  | <250 at 1 kHz | [45 empty] | 200 | 240 | 200 to 240 VAC, ±10%, single-phase, 50 to 60Hz | 60Hz 188 to 253 VAC, 50Hz 216to 264 VAC, 50Hz 180 to 220 VAC, 12A Max single phase | [25 empty] | 3 |  |  | <8 | [11 empty] | <=23 | [6 empty] | >80 | [16 empty] | 3 |  |  | Horizontal, >100:1 | [6 empty] | Multimode | [21 empty] | 75 | [13 empty] | 487.9 x 140.3 x 215.9 | 19 | [24 empty] | 14 | [9 empty] | 3 | [52 empty] | Standby Mode: <10 min, Cold Start: <30 min | [152 empty] | Extended Umbilical Options, Extended Water Hose Options, Side Output Option, Water-to-Water Heat Exchanger Option | [105 empty] | Ti:Sapphire Pumping, Materials Processing, Semiconductor Annealing, Flow Visualization |  |  | https://www.coherent.com/lasers/laser/diode-pumped-solid-state-lasers/pulsed-q-switched/revolution-lasers |  | 2017-09-01
675 | REVOLUTION-50 | Revolution | Laser | Pulsed |  | Q-Switched DPSS | 30000, 50000, 50000 | 20000 | 30000 | 50000 |  |  | 30000 at 1 kHz, 50000 at 5 kHz, 50000 at 10 kHz | [60 empty] | Yes | Visible | 527 | [41 empty] | 10 | [6 empty] | single-shot to 10 kHz |  |  |  |  | 30 at 1 kHz, 10 at 5 kHz, 5 at 10 kHz | [23 empty] | <0.5 |  | <200 at 1 kHz | [45 empty] | 200 | 240 | 200 to 240 VAC, ±10%, single-phase, 50 to 60Hz | 60Hz 188 to 253 VAC, 50Hz 216to 264 VAC, 50Hz 180 to 220 VAC, 12A Max single phase | [25 empty] | 3 |  |  | <8 | [11 empty] | <=25 | [6 empty] | >80 | [16 empty] | 3 |  |  | Horizontal, >100:1 | [6 empty] | Multimode | [21 empty] | 75 | [13 empty] | 487.9 x 140.3 x 215.9 | 19 | [24 empty] | 14 | [9 empty] | 3 | [52 empty] | Standby Mode: <10 min, Cold Start: <30 min | [152 empty] | Extended Umbilical Options, Extended Water Hose Options, Side Output Option, Water-to-Water Heat Exchanger Option | [105 empty] | Ti:Sapphire Pumping, Materials Processing, Semiconductor Annealing, Flow Visualization |  |  | https://www.coherent.com/lasers/laser/diode-pumped-solid-state-lasers/pulsed-q-switched/revolution-lasers |  | 2017-09-01
676 | REVOLUTION-65 | Revolution | Laser | Pulsed |  | Q-Switched DPSS | 38000, 65000, 65000 | 27000 | 38000 | 65000 |  |  | 38000 at 1 kHz, 65000 at 5 kHz, 65000 at 10 kHz | [60 empty] | Yes | Visible | 527 | [41 empty] | 10 | [6 empty] | single-shot to 10 kHz |  |  |  |  | 38 at 1 kHz, 13 at 5 kHz, 6.5 at 10 kHz | [23 empty] | <0.5 |  | <150 at 1 kHz | [45 empty] | 200 | 240 | 200 to 240 VAC, ±10%, single-phase, 50 to 60Hz | 60Hz 188 to 253 VAC, 50Hz 216to 264 VAC, 50Hz 180 to 220 VAC, 12A Max single phase | [25 empty] | 3 |  |  | <8 | [11 empty] | <=25 | [6 empty] | >80 | [16 empty] | 3 |  |  | Horizontal, >100:1 | [6 empty] | Multimode | [21 empty] | 75 | [13 empty] | 487.9 x 140.3 x 215.9 | 19 | [24 empty] | 14 | [9 empty] | 3 | [52 empty] | Standby Mode: <10 min, Cold Start: <30 min | [152 empty] | Extended Umbilical Options, Extended Water Hose Options, Side Output Option, Water-to-Water Heat Exchanger Option, High Repetition Rate (10kHz to 40 kHz) Configuration | [105 empty] | Ti:Sapphire Pumping, Materials Processing, Semiconductor Annealing, Flow Visualization |  |  | https://www.coherent.com/lasers/laser/diode-pumped-solid-state-lasers/pulsed-q-switched/revolution-lasers |  | 2017-09-01
677 | REVOLUTION-80 | Revolution | Laser | Pulsed |  | Q-Switched DPSS | 45000, 80000, 80000 | 35000 | 45000 | 80000 |  |  | 45000 at 1 kHz, 80000 at 5 kHz, 80000 at 10 kHz | [60 empty] | Yes | Visible | 527 | [41 empty] | 10 | [6 empty] | single-shot to 10 kHz |  |  |  |  | 45 at 1 kHz, 16 at 5 kHz, 8 at 10 kHz | [23 empty] | <0.5 |  | <150 at 1 kHz | [45 empty] | 200 | 240 | 200 to 240 VAC, ±10%, single-phase, 50 to 60Hz | 60Hz 188 to 253 VAC, 50Hz 216to 264 VAC, 50Hz 180 to 220 VAC, 12A Max single phase | [25 empty] | 3 |  |  | <8 | [11 empty] | <=27 | [6 empty] | >80 | [16 empty] | 3 |  |  | Horizontal, >100:1 | [6 empty] | Multimode | [21 empty] | 75 | [13 empty] | 487.9 x 140.3 x 215.9 | 19 | [24 empty] | 14 | [9 empty] | 3 | [52 empty] | Standby Mode: <10 min, Cold Start: <30 min | [152 empty] | Extended Umbilical Options, Extended Water Hose Options, Side Output Option, Water-to-Water Heat Exchanger Option, High Repetition Rate (10kHz to 40 kHz) Configuration | [105 empty] | Ti:Sapphire Pumping, Materials Processing, Semiconductor Annealing, Flow Visualization |  |  | https://www.coherent.com/lasers/laser/diode-pumped-solid-state-lasers/pulsed-q-switched/revolution-lasers |  | 2017-09-01
678 | Mephisto/Mephisto S | Mephisto Lasers | Laser | CW |  | DPSS |  | 41980 | 20 | 42000 | [63 empty] | Yes | Visible - IR | 532 | 1064 | 532 | [167 empty] | <1.3 | [33 empty] | TEM00 | [36 empty] | <28 | [346 empty] | Gravitational Wave Studies, Atom Cooling and Trapping, High Power Laser Locking & Speeding, Optical Metrology, Optical Heterodyning & Coherent Communication, Quantum Optics Studies, Spectrscopy, Non-Linear Optics Studies |  |  | https://www.coherent.com/lasers/main/diode-pumped-solid-state-lasers/continuous-wave-cw/mephisto-lasers |  | 2017-10-12
679 | Mephisto | Mephisto Lasers | Laser | CW |  | DPSS | 500, 1000, 2000, 200, 500, 800 | 1800 | 200 | 2000 | [63 empty] | Yes | IR | 1064 | 1319 | 255 | [18 empty] | ~1 | [74 empty] | ~1 | [73 empty] | <1.1 | <1.1 | [32 empty] | TEM00 |  |  |  | ~105 | [20 empty] | 345 x 340 x 135 | 9.2 | [9 empty] | 200 x 150 x 113 | 3.9 | [42 empty] | ~1 | -3 | 30 | [56 empty] | 100 | ~1 | ±65 | [40 empty] | >1 | [28 empty] | single-frequency | [19 empty] | <0.03 | [46 empty] | Extended Tuning Range (ETR), Fiber coupling (>60% coupling efficiency), Fast amplitude modulation (FAM) option available for Mephisto | [19 empty] | <-140 | [85 empty] | Gravitational Wave Studies, Atom Cooling and Trapping, High Power Laser Locking & Speeding, Optical Metrology, Optical Heterodyning & Coherent Communication, Quantum Optics Studies, Spectrscopy |  |  | https://www.coherent.com/lasers/laser/diode-pumped-solid-state-lasers/continuous-wave-cw/mephisto-lasers/mephisto-mephisto-s |  | 2017-09-01
680 | Mephisto S | Mephisto Lasers | Laser | CW |  | DPSS | 200, 500 | 300 | 200 | 500 | [63 empty] | Yes | IR | 1064 | [20 empty] | kHz range | [74 empty] | ~2 | [73 empty] | <1.1 | <1.1 | [32 empty] | TEM00 |  |  |  | ~95 | [20 empty] | 345 x 340 x 135 | 9.2 | [9 empty] | 175 x 121 x 97 | 2.6 | [42 empty] | ~1 | -3 | 30 | [56 empty] | 100 | ~1 | ±65 | [40 empty] | >1 | [28 empty] | single-frequency | [19 empty] | <0.2 | [46 empty] | Extended Tuning Range (ETR), Fiber coupling (>60% coupling efficiency), Fast amplitude modulation (FAM) option available for Mephisto | [19 empty] | <-120 | [85 empty] | Gravitational Wave Studies, Atom Cooling and Trapping, High Power Laser Locking & Speeding, Optical Metrology, Optical Heterodyning & Coherent Communication, Quantum Optics Studies, Spectrscopy |  |  | https://www.coherent.com/lasers/laser/diode-pumped-solid-state-lasers/continuous-wave-cw/mephisto-lasers/mephisto-mephisto-s |  | 2017-09-01
681 | Mephisto MOPA | Mephisto Lasers | Laser | CW |  | DPSS | 8000, 25000, 42000 | 34000 | 8000 | 42000 | [63 empty] | Yes | IR | 1064 | [20 empty] | ~1 | [74 empty] | ~1 | [73 empty] | <1.3 | <1.1 | [32 empty] | TEM00 |  |  |  | ~105 | [31 empty] | 386 x 381 x 117 | 26 |  |  | 90 x 340 x 235 | 135 x 420 x 450 | 4.2 | 11.9 to 13.1 |  |  | 386 x 381 x 117 |  | 26 | [31 empty] | ~1 | -3 | 30 | [11 empty] | 300 to 600 | [8 empty] | Water cooling | [22 empty] | >3 | <4 | 25 | [10 empty] | 100 | ~1 | ±65 | [40 empty] | >1 | [28 empty] | single-frequency | [19 empty] | <0.06 | [46 empty] | Frequency doubled MOPA version available upon request | [19 empty] | <-130 | [85 empty] | Atom Cooling and Transportation, Gravitational Wave Studies, Non-Linear Optics Studies, Quantun Optics Studies, Spectroscopy |  |  | https://www.coherent.com/lasers/laser/diode-pumped-solid-state-lasers/continuous-wave-cw/mephisto-lasers/mephisto-mopa |  | 2017-09-01
682 | Mephisto MOPA | Mephisto Lasers | Laser | CW |  | DPSS | 55000 | [66 empty] | Yes | IR | 1064 | [20 empty] | ~1 | [148 empty] | <1.3 | <1.1 | [32 empty] | TEM00 |  |  |  | ~105 | [31 empty] | 386 x 461 x 117 | 28 |  |  | 90 x 340 x 235 | 135 x 420 x 450 | 4.2 | 11.9 to 13.1 |  |  |  | 386 x 461 x 117 |  | 28 | [30 empty] | ~1 | -3 | 30 | [11 empty] | 300 to 600 | [8 empty] | Water cooling | [22 empty] | >3 | <4 | 25 | [10 empty] | 100 | ~1 | ±65 | [40 empty] | >1 | [28 empty] | single-frequency | [19 empty] | <0.06 | [46 empty] | Frequency doubled MOPA version available upon request | [19 empty] | <-130 | [85 empty] | Atom Cooling and Transportation, Gravitational Wave Studies, Non-Linear Optics Studies, Quantun Optics Studies, Spectroscopy |  |  | https://www.coherent.com/lasers/laser/diode-pumped-solid-state-lasers/continuous-wave-cw/mephisto-lasers/mephisto-mopa |  | 2017-09-01
683 | Prometheus | Mephisto Lasers | Laser | CW |  | DPSS | 20,50, 100 | 80 | 20 | 100 | [63 empty] | Yes | Visible | 532 | [20 empty] | ~1 | [74 empty] | ~2 | [73 empty] | <1.2 | <1.3 | [32 empty] | TEM00 |  |  |  | ~105 | [20 empty] | 135 x 340 x 345 | 9.2 | [9 empty] | 337 x 150 x 113 | 6.8 | [42 empty] | 1 | -6 | 60 | [56 empty] | 100 | ~2 | ±65 and ±130 | [40 empty] | >1 | [28 empty] | single-frequency | [19 empty] | <0.06 | [66 empty] | <-135 | [16 empty] | single-path | [68 empty] | Absolute Frequency, Calibration, Optical Hterodyning and Coherent Communication, Optical Metrology, Quantun Optics Studies, Spectroscopy |  |  | https://www.coherent.com/lasers/laser/diode-pumped-solid-state-lasers/continuous-wave-cw/mephisto-lasers/prometheus |  | 2017-09-01
684 | Prometheus | Mephisto Lasers | Laser | CW |  | DPSS | 500, 1000, 1500 | 1000 | 500 | 1500 | [63 empty] | Yes | IR | 1064 | [20 empty] | ~1 | [74 empty] | ~2 | [73 empty] | <1.2 | <1.3 | [32 empty] | TEM00 |  |  |  | ~105 | [20 empty] | 135 x 340 x 345 | 9.2 | [9 empty] | 337 x 150 x 113 | 6.8 | [42 empty] | 1 | -6 | 60 | [56 empty] | 100 | ~2 | ±65 and ±130 | [40 empty] | >1 | [28 empty] | single-frequency | [19 empty] | <0.06 | [66 empty] | <-135 | [16 empty] | single-path | [68 empty] | Absolute Frequency, Calibration, Optical Hterodyning and Coherent Communication, Optical Metrology, Quantun Optics Studies, Spectroscopy |  |  | https://www.coherent.com/lasers/laser/diode-pumped-solid-state-lasers/continuous-wave-cw/mephisto-lasers/prometheus |  | 2017-09-01
685 | HELIOS | HELIOS | Laser | CW |  | Q-Switched DPSS |  | 4500 | 1500 | 6000 | [63 empty] | Yes | Visible - IR | 532 | 1064 | 532 | [123 empty] | 24 | 24 | [27 empty] | <3.5 | [14 empty] | <1.25 | [33 empty] | TEM00 | [36 empty] | <9.5 | [346 empty] | Scientific, Life Sciences, Materials Processing, Microelectronics | Atomic and Molecular Spectroscopy, Bio-Medical Research, Dicing/Scribing, Marking | Atom, Molecule, Fluorescence Excitation, Ceramic, FPD, Glass, Metal, Polymer, Sapphire, Solar Cell/Panel, Plastic, Silicon, Electronics, Hard Disk, Indent Card, LCD, Medical Device, Mask, Memory | https://www.coherent.com/lasers/laser/industrial-short-pulse-lasers/helios |  | 2017-10-12
686 | HELIOS 1064-2.5-50 | HELIOS | Laser | CW |  | Q-Switched DPSS | 2500 | [66 empty] | Yes | IR | 1064 | [56 empty] | 50 | [5 empty] | >50 | [12 empty] | Single-shot to 70 |  |  |  | <0.79 | [45 empty] | 24 ± 2 | 24 ± 2 | [27 empty] | 3.5 | [14 empty] | <1.25 | [26 empty] | >50:1, vertical | [6 empty] | TEM00 | [18 empty] | none | [16 empty] | 270 x 128 x 177 | 9.5 | [6 empty] | integrated | integrated | [38 empty] | 20 to 30 | [25 empty] | 15 to 45 | [9 empty] | -10 to 50 | [10 empty] | <80 | [103 empty] | Between sequential pulses, gating mode: <±2, Trigger to laser pulse, single pulse triggering: <±2 | Type A | [147 empty] | Scientific, Life Sciences, Materials Processing, Microelectronics | Atomic and Molecular Spectroscopy, Bio-Medical Research, Dicing/Scribing, Marking | Atom, Molecule, Fluorescence Excitation, Ceramic, FPD, Glass, Metal, Polymer, Sapphire, Solar Cell/Panel, Plastic, Silicon, Electronics, Hard Disk, Indent Card, LCD, Medical Device, Mask, Memory | https://www.coherent.com/lasers/laser/industrial-short-pulse-lasers/helios |  | 2017-09-01
687 | HELIOS 1064-5-50 | HELIOS | Laser | CW |  | Q-Switched DPSS | 5000 | [66 empty] | Yes | IR | 1064 | [56 empty] | 50 | [5 empty] | >100 | [12 empty] | Single-shot to 70 |  |  |  | <0.69 | [45 empty] | 24 ± 2 | 24 ± 2 | [27 empty] | 2.5 | [14 empty] | <1.25 | [26 empty] | >50:1, vertical | [6 empty] | TEM00 | [18 empty] | 1 | [16 empty] | 257 x 128 x 104 | 5.6 | [6 empty] | 130 x 150 x 45 | 1.4 | [38 empty] | 20 to 30 | [25 empty] | 15 to 45 | [9 empty] | -10 to 50 | [10 empty] | <80 | [103 empty] | Between sequential pulses, gating mode: <±2, Trigger to laser pulse, single pulse triggering: <±5 | Type B | [147 empty] | Scientific, Life Sciences, Materials Processing, Microelectronics | Atomic and Molecular Spectroscopy, Bio-Medical Research, Dicing/Scribing, Marking | Atom, Molecule, Fluorescence Excitation, Ceramic, FPD, Glass, Metal, Polymer, Sapphire, Solar Cell/Panel, Plastic, Silicon, Electronics, Hard Disk, Indent Card, LCD, Medical Device, Mask, Memory | https://www.coherent.com/lasers/laser/industrial-short-pulse-lasers/helios |  | 2017-09-01
688 | HELIOS 1064-6-125 | HELIOS | Laser | CW |  | Q-Switched DPSS | 6000 | [66 empty] | Yes | IR | 1064 | [56 empty] | 125 | [5 empty] | >45 | [12 empty] | Single-shot to 125 |  |  |  | <0.95 | [45 empty] | 24 ± 2 | 24 ± 2 | [27 empty] | 2.5 | [14 empty] | <1.25 | [26 empty] | >50:1, vertical | [6 empty] | TEM00 | [18 empty] | 1 | [16 empty] | 257 x 128 x 104 | 5.6 | [6 empty] | 130 x 150 x 45 | 1.4 | [38 empty] | 20 to 30 | [25 empty] | 15 to 45 | [9 empty] | -10 to 50 | [10 empty] | <80 | [103 empty] | Between sequential pulses, gating mode: <±2, Trigger to laser pulse, single pulse triggering: <±5 | Type B | [147 empty] | Scientific, Life Sciences, Materials Processing, Microelectronics | Atomic and Molecular Spectroscopy, Bio-Medical Research, Dicing/Scribing, Marking | Atom, Molecule, Fluorescence Excitation, Ceramic, FPD, Glass, Metal, Polymer, Sapphire, Solar Cell/Panel, Plastic, Silicon, Electronics, Hard Disk, Indent Card, LCD, Medical Device, Mask, Memory | https://www.coherent.com/lasers/laser/industrial-short-pulse-lasers/helios |  | 2017-09-01
689 | HELIOS 532-1-50 | HELIOS | Laser | CW |  | Q-Switched DPSS | 1000 | [66 empty] | Yes | Visible | 532 | [56 empty] | 50 | [5 empty] | >20 | [12 empty] | Single-shot to 70 |  |  |  | <0.69 | [45 empty] | 24 ± 2 | 24 ± 2 | [27 empty] | 2 | [14 empty] | <1.25 | [26 empty] | >50:1, vertical | [6 empty] | TEM00 | [18 empty] | none | [16 empty] | 270 x 128 x 177 | 9.5 | [6 empty] | integrated | integrated | [38 empty] | 20 to 30 | [25 empty] | 15 to 45 | [9 empty] | -10 to 50 | [10 empty] | <80 | [103 empty] | Between sequential pulses, gating mode: <±2, Trigger to laser pulse, single pulse triggering: <±2 | Type A | [147 empty] | Scientific, Life Sciences, Materials Processing, Microelectronics | Atomic and Molecular Spectroscopy, Bio-Medical Research, Dicing/Scribing, Marking | Atom, Molecule, Fluorescence Excitation, Ceramic, FPD, Glass, Metal, Polymer, Sapphire, Solar Cell/Panel, Plastic, Silicon, Electronics, Hard Disk, Indent Card, LCD, Medical Device, Mask, Memory | https://www.coherent.com/lasers/laser/industrial-short-pulse-lasers/helios |  | 2017-09-01
690 | HELIOS 532-1.5-50 | HELIOS | Laser | CW |  | Q-Switched DPSS | 1500 | [66 empty] | Yes | Visible | 532 | [56 empty] | 50 | [5 empty] | >30 | [12 empty] | Single-shot to 70 |  |  |  | <0.69 | [45 empty] | 24 ± 2 | 24 ± 2 | [27 empty] | 2 | [14 empty] | <1.25 | [26 empty] | >50:1, vertical | [6 empty] | TEM00 | [18 empty] | none | [16 empty] | 270 x 128 x 177 | 9.5 | [6 empty] | integrated | integrated | [38 empty] | 20 to 30 | [25 empty] | 15 to 45 | [9 empty] | -10 to 50 | [10 empty] | <80 | [103 empty] | Between sequential pulses, gating mode: <±2, Trigger to laser pulse, single pulse triggering: <±2 | Type A | [147 empty] | Scientific, Life Sciences, Materials Processing, Microelectronics | Atomic and Molecular Spectroscopy, Bio-Medical Research, Dicing/Scribing, Marking | Atom, Molecule, Fluorescence Excitation, Ceramic, FPD, Glass, Metal, Polymer, Sapphire, Solar Cell/Panel, Plastic, Silicon, Electronics, Hard Disk, Indent Card, LCD, Medical Device, Mask, Memory | https://www.coherent.com/lasers/laser/industrial-short-pulse-lasers/helios |  | 2017-09-01
691 | HELIOS 532-3-50 | HELIOS | Laser | CW |  | Q-Switched DPSS | 3000 | [66 empty] | Yes | Visible | 532 | [56 empty] | 50 | [5 empty] | >60 | [12 empty] | Single-shot to 70 |  |  |  | 0.69 | [45 empty] | 24 ± 2 | 24 ± 2 | [27 empty] | 2 | [14 empty] | <1.25 | [26 empty] | >50:1, vertical | [6 empty] | TEM00 | [18 empty] | 1 | [16 empty] | 257 x 128 x 104 | 5.6 | [6 empty] | 130 x 150 x 45 | 1.4 | [38 empty] | 20 to 30 | [25 empty] | 15 to 45 | [9 empty] | -10 to 50 | [10 empty] | <80 | [103 empty] | Between sequential pulses, gating mode: <±2, Trigger to laser pulse, single pulse triggering: <±5 | Type B | [147 empty] | Scientific, Life Sciences, Materials Processing, Microelectronics | Atomic and Molecular Spectroscopy, Bio-Medical Research, Dicing/Scribing, Marking | Atom, Molecule, Fluorescence Excitation, Ceramic, FPD, Glass, Metal, Polymer, Sapphire, Solar Cell/Panel, Plastic, Silicon, Electronics, Hard Disk, Indent Card, LCD, Medical Device, Mask, Memory | https://www.coherent.com/lasers/laser/industrial-short-pulse-lasers/helios |  | 2017-09-01
692 | HELIOS 532-4-125 | HELIOS | Laser | CW |  | Q-Switched DPSS | 3750 | [66 empty] | Yes | Visible | 532 | [56 empty] | 125 | [5 empty] | >30 | [12 empty] | Single-shot to 125 |  |  |  | <0.85 | [45 empty] | 24 ± 2 | 24 ± 2 | [27 empty] | 2 | [14 empty] | <1.25 | [26 empty] | >50:1, vertical | [6 empty] | TEM00 | [18 empty] | 1 | [16 empty] | 257 x 128 x 104 | 5.6 | [6 empty] | 130 x 150 x 45 | 1.4 | [38 empty] | 20 to 30 | [25 empty] | 15 to 45 | [9 empty] | -10 to 50 | [10 empty] | <80 | [103 empty] | Between sequential pulses, gating mode: <±2, Trigger to laser pulse, single pulse triggering: <±5 | Type B | [147 empty] | Scientific, Life Sciences, Materials Processing, Microelectronics | Atomic and Molecular Spectroscopy, Bio-Medical Research, Dicing/Scribing, Marking | Atom, Molecule, Fluorescence Excitation, Ceramic, FPD, Glass, Metal, Polymer, Sapphire, Solar Cell/Panel, Plastic, Silicon, Electronics, Hard Disk, Indent Card, LCD, Medical Device, Mask, Memory | https://www.coherent.com/lasers/laser/industrial-short-pulse-lasers/helios |  | 2017-09-01
693 | LAMBDA SX | LAMBDA SX | Laser | Pulsed |  | Excimer |  | 185000 | 315000 | 500000 | [63 empty] | Yes | Deep UV | 248 | 308 | 60 | [39 empty] | <0.5 | [193 empty] | 2800 x 850 x 2083 | [40 empty] | <2200 | [310 empty] | Ink-Jet Nozzle Drilling, 3D-Structuring, Roll-To-Roll Circuit Patterning, Pulsed Laser Deposition, Automotive Cylinder, Hardening, Excimer Laser Annealing, Sequential Lateral, Solidification | Ablation-Material Removal | Ceramic, Glass, Polymer, Plastic, Metal, Semiconductor | https://www.coherent.com/lasers/laser/excimer-lasers-and-applications/lambda-sx |  | 2017-10-12
694 | Lambda SX K300 | LAMBDA SX | Laser | Pulsed |  | Excimer | 300000 | [24 empty] | 300 | [41 empty] | Yes | Deep UV | 248 | [41 empty] | 0.3 |  | 1000 | [15 empty] | 32 ± 5 | [27 empty] | <=1.2 | [20 empty] | 19 kVA, 3-phase, 400 VAC, 50/60 Hz | [47 empty] | 34 ± 3.5 x 14 ± 2 | <=4.5 x 1.5 | [77 empty] | 2800 x 850 x 2083 | [40 empty] | 2000 | [16 empty] | Water, 1 to 25 I/min. (0.3 to 6.6 gal/min), 10 to 15℃ | [116 empty] | 40 | [176 empty] | Ink-Jet Nozzle Drilling, 3D-Structuring, Roll-To-Roll Circuit Patterning, Pulsed Laser Deposition, Automotive Cylinder, Hardening, Excimer Laser Annealing, Sequential Lateral, Solidification | Ablation-Material Removal | Ceramic, Glass, Polymer, Plastic, Metal, Semiconductor | https://www.coherent.com/lasers/laser/excimer-lasers-and-applications/lambda-sx |  | 2017-09-01
695 | Lambda SX C300 | LAMBDA SX | Laser | Pulsed |  | Excimer | 300000 | [24 empty] | 300 | [41 empty] | Yes | Deep UV | 308 | [41 empty] | 0.3 |  | 1000 | [15 empty] | 29 ± 5 | [27 empty] | <=1.2 | [20 empty] | 22 kVZ, 3-phase, 400 VAC, 50/60 Hz | [47 empty] | 35 ± 3.5 x 13 ± 2 | <=4.5 x 1.5 | [77 empty] | 2800 x 850 x 2083 | [40 empty] | 2100 | [16 empty] | Water, 3 to 28 I/min (0.8 to 7.4 gal/min), 10 to 15℃ | [116 empty] | 60 | [176 empty] | Ink-Jet Nozzle Drilling, 3D-Structuring, Roll-To-Roll Circuit Patterning, Pulsed Laser Deposition, Automotive Cylinder, Hardening, Excimer Laser Annealing, Sequential Lateral, Solidification | Ablation-Material Removal | Ceramic, Glass, Polymer, Plastic, Metal, Semiconductor | https://www.coherent.com/lasers/laser/excimer-lasers-and-applications/lambda-sx |  | 2017-09-01
696 | Lambda SX C600 | LAMBDA SX | Laser | Pulsed |  | Excimer | 600000 | [24 empty] | 600 | [41 empty] | Yes | Deep UV | 308 | [41 empty] | 0.6 |  | 1000 | [15 empty] | 24 ± 4 | [27 empty] | <=1.2 | [20 empty] | 40 kVA, 3-phase, 400 VAC, 50/60 Hz | [47 empty] | 35 ± 4 x 14.4 ± 3 | <=4.5 x 1.5 | [77 empty] | 2800 x 850 x 2083 | [40 empty] | 2200 | [16 empty] | Water, 3 to 70 I/min (0.8 to 18.5 gal/min), 12 to 15℃ | [116 empty] | 100 | [176 empty] | Ink-Jet Nozzle Drilling, 3D-Structuring, Roll-To-Roll Circuit Patterning, Pulsed Laser Deposition, Automotive Cylinder, Hardening, Excimer Laser Annealing, Sequential Lateral, Solidification | Ablation-Material Removal | Ceramic, Glass, Polymer, Plastic, Metal, Semiconductor | https://www.coherent.com/lasers/laser/excimer-lasers-and-applications/lambda-sx |  | 2017-09-01
697 | Lambda SX E300 | LAMBDA SX | Laser | Pulsed |  | Excimer | 315000 | [24 empty] | 315 | [41 empty] | Yes | Deep UV | 308 | [41 empty] | 0.3 |  | 1050 | [15 empty] | 29 ± 5 | [27 empty] | <=0.8 | [20 empty] | 22 kVA, 3-phase, 400 VAC, 50/60 Hz | [47 empty] | 35 ± 3.5 x 13 ± 2 | <=4.5 x 1.5 | [77 empty] | 2800 x 850 x 2083 | [40 empty] | 2100 | [16 empty] | Water, 3 to 28 I/min (0.8 to 7.4 gal/min), 10 to 15℃ | [293 empty] | Ink-Jet Nozzle Drilling, 3D-Structuring, Roll-To-Roll Circuit Patterning, Pulsed Laser Deposition, Automotive Cylinder, Hardening, Excimer Laser Annealing, Sequential Lateral, Solidification | Ablation-Material Removal | Ceramic, Glass, Polymer, Plastic, Metal, Semiconductor | https://www.coherent.com/lasers/laser/excimer-lasers-and-applications/lambda-sx |  | 2017-09-01
698 | Lambda SX E500 | LAMBDA SX | Laser | Pulsed |  | Excimer | 500000 | [24 empty] | 500 | [41 empty] | Yes | Deep UV | 308 | [41 empty] | 0.5 |  | 1000 | [15 empty] | 24 ± 4 | [27 empty] | <=0.45 | [20 empty] | 40 kVA, 3-phase, 400 VAC, 50/60 Hz | [47 empty] | 35 ± 4 x 14.5 ± 3 | <=4.5 x 1.5 | [77 empty] | 2800 x 850 x 2083 | [40 empty] | 2200 | [16 empty] | Water, 3 to 70 I/min (0.8 to 18.5 gal/min), 12 to 15℃ | [293 empty] | Ink-Jet Nozzle Drilling, 3D-Structuring, Roll-To-Roll Circuit Patterning, Pulsed Laser Deposition, Automotive Cylinder, Hardening, Excimer Laser Annealing, Sequential Lateral, Solidification | Ablation-Material Removal | Ceramic, Glass, Polymer, Plastic, Metal, Semiconductor | https://www.coherent.com/lasers/laser/excimer-lasers-and-applications/lambda-sx |  | 2017-09-01
699 | GeoLasHD | GeoLasHD | Laser | Pulsed |  | Excimer | [67 empty] | Yes | Deep UV | 193 | [40 empty] | 0.001 | 0.01 | [34 empty] | 1 | [83 empty] | 1 | [74 empty] | 2470 x 1142 x 1440 | [40 empty] | 395 | [177 empty] | 110/230 VAC, 1PN, 25/16A |  |  | 50 | [22 empty] | 1 | [35 empty] | 2 to 160 | [6 empty] | 0.1 | 0.1 | [62 empty] | Solid Sample Analysis, Isotope Ratio Determination, Fluid Inclusion Research, U/Pb-Age Dating in Zircons, Marine Sediment Analysis, 193 nm Multicollector ICP-Ms, Gemstone Fingerprinting | Ablation-Material Removal | Ceramic, Composite, Glass, Metal, Semiconductor | https://www.coherent.com/lasers/laser/excimer-lasers-and-applications/uv-processing-solutions/geolas-hd |  | 2017-09-01
700 | VarioLas Family | VarioLas Family | Laser | Pulsed |  | Excimer | [67 empty] | Yes | Deep UV | 193 | 308 | 115 | [39 empty] | 0.002/0.1 | [193 empty] | 3300 x 1200 x 1830 | [40 empty] | 500 | [310 empty] | Laser Lift-Off, Dopant Activation, Processing Ceramics, Metals and Polymers, Making Micro-Reactors (lab-on-a-chip), Process Development, Flexible Small Volume Production, UV Annealing and Implant Activation | Heat Treating | Semiconductor | https://www.coherent.com/lasers/laser/excimer-lasers-and-applications/uv-processing-solutions/variolas-family |  | 2017-10-12
701 | VarioLas ECO | VarioLas Family | Laser | Pulsed |  | Excimer | [67 empty] | Yes | Deep UV | 193, 248, 308 | [41 empty] | 0.002/0.1 | [47 empty] | 193: 1000, 248: 3500, 308: 3000 | [18 empty] | 230V, ±10%, 16A, 50/60 Hz switchable, 1-phase, 115V, ±10%, 25A, 50/60 Hz switchable, 1-phase | [99 empty] | 50 | [17 empty] | 250 | [8 empty] | 3300 x 1200 x 1830 | [40 empty] | 500 | [16 empty] | Air (up to 20 Hz), Water, 2 to 3 I/min. (0.5 to 0.8 gal/min), 15 to 20℃ | [128 empty] | square | [32 empty] | 20 x 20 | [46 empty] | 30 | [14 empty] | 2 x 2 | [69 empty] | Laser Lift-Off, Dopant Activation, Processing Ceramics, Metals and Polymers, Making Micro-Reactors (lab-on-a-chip), Process Development, Flexible Small Volume Production, UV Annealing and Implant Activation | Heat Treating | Semiconductor | https://www.coherent.com/lasers/laser/excimer-lasers-and-applications/uv-processing-solutions/variolas-family |  | 2017-09-01
702 | VarioLas PRO | VarioLas Family | Laser | Pulsed |  | Excimer | [67 empty] | Yes | Deep UV | 193, 248, 308 | [41 empty] | 0.002/0.1 | [47 empty] | 193: 1000, 248: 3500, 308: 3000 | [18 empty] | 230V, ±10%, 16A, 50/60 Hz switchable, 1-phase, 115V, ±10%, 25A, 50/60 Hz switchable, 1-phase | [99 empty] | 50 | [17 empty] | 250 | [8 empty] | 3300 x 1200 x 1830 | [40 empty] | 500 | [16 empty] | Air (up to 20 Hz), Water, 2 to 3 I/min. (0.5 to 0.8 gal/min), 15 to 20℃ | [128 empty] | square | [32 empty] | 20 x 20 | [46 empty] | 5 | [14 empty] | 2 x 2 | [69 empty] | Laser Lift-Off, Dopant Activation, Processing Ceramics, Metals and Polymers, Making Micro-Reactors (lab-on-a-chip), Process Development, Flexible Small Volume Production, UV Annealing and Implant Activation | Heat Treating | Semiconductor | https://www.coherent.com/lasers/laser/excimer-lasers-and-applications/uv-processing-solutions/variolas-family |  | 2017-09-01
703 | VarioLas SWEEP | VarioLas Family | Laser | Pulsed |  | Excimer | [67 empty] | Yes | Deep UV | 193, 248, 308 | [41 empty] | 0.002/0.1 | [47 empty] | 193: 230, 248: 600, 308: 500 | [18 empty] | 230V, ±10%, 16A, 50/60 Hz switchable, 1-phase, 115V, ±10%, 25A, 50/60 Hz switchable, 1-phase | [99 empty] | 150 | [17 empty] | 250 | [8 empty] | 3300 x 1200 x 1830 | [40 empty] | 500 | [16 empty] | Air (up to 20 Hz), Water, 2 to 3 I/min. (0.5 to 0.8 gal/min), 15 to 20℃ | [128 empty] | line | [94 empty] | 50 x 0.6 | [69 empty] | Laser Lift-Off, Dopant Activation, Processing Ceramics, Metals and Polymers, Making Micro-Reactors (lab-on-a-chip), Process Development, Flexible Small Volume Production, UV Annealing and Implant Activation | Heat Treating | Semiconductor | https://www.coherent.com/lasers/laser/excimer-lasers-and-applications/uv-processing-solutions/variolas-family |  | 2017-09-01
704 | UVblade | UVblade | Laser | Pulsed |  | Excimer | [67 empty] | Yes | Deep UV | 308 | [39 empty] | <0.3 | [195 empty] | 6185 x 1197 x 2717 | [351 empty] | Laser Lift-Off Separation |  |  | https://www.coherent.com/lasers/laser/excimer-lasers-and-applications/uv-processing-solutions/uvblade |  | 2017-10-12
705 | UVblade 250 | UVblade | Laser | Pulsed |  | Excimer | [67 empty] | Yes | Deep UV | 308 | [39 empty] | 0.2 | [22 empty] | 580000 | [26 empty] | 270 | [71 empty] | 250 | [13 empty] | 400 | [6 empty] | ±200 |  | 1.8 | [20 empty] | 100 | [29 empty] | 6185 x 1197 x 2717 | [351 empty] | Laser Lift-Off Separation |  |  | https://www.coherent.com/lasers/laser/excimer-lasers-and-applications/uv-processing-solutions/uvblade |  | 2017-09-01
706 | UVblade 380 | UVblade | Laser | Pulsed |  | Excimer | [67 empty] | Yes | Deep UV | 308 | [39 empty] | 0.2 | [22 empty] | 580000 | [26 empty] | 235 | [71 empty] | 380 | [13 empty] | 300 | [6 empty] | ±200 |  | 1.8 | [20 empty] | 70 | [29 empty] | 6185 x 1197 x 2717 | [351 empty] | Laser Lift-Off Separation |  |  | https://www.coherent.com/lasers/laser/excimer-lasers-and-applications/uv-processing-solutions/uvblade |  | 2017-09-01
707 | UVblade 465 | UVblade | Laser | Pulsed |  | Excimer | [67 empty] | Yes | Deep UV | 308 | [39 empty] | 0.3 | [22 empty] | 900000 | [26 empty] | 235 | [71 empty] | 465 | [13 empty] | 400 | [6 empty] | ±150 |  | 1.8 | [20 empty] | 70 | [29 empty] | 6185 x 1197 x 2717 | [351 empty] | Laser Lift-Off Separation |  |  | https://www.coherent.com/lasers/laser/excimer-lasers-and-applications/uv-processing-solutions/uvblade |  | 2017-09-01
708 | UVblade 750 | UVblade | Laser | Pulsed |  | Excimer | [67 empty] | Yes | Deep UV | 308 | [39 empty] | 0.3 | [22 empty] | 950000 | [26 empty] | 235 | [71 empty] | 750 | [13 empty] | 250 | [6 empty] | ±100 |  | 1.8 | [20 empty] | 70 | [29 empty] | 6185 x 1197 x 2717 | [351 empty] | Laser Lift-Off Separation |  |  | https://www.coherent.com/lasers/laser/excimer-lasers-and-applications/uv-processing-solutions/uvblade |  | 2017-09-01
709 | LineBeam | LineBeam | Laser | Pulsed |  | Excimer | [67 empty] | Yes | Deep UV | 308 | [587 empty] | Excimer Laser Annealing | Surface Modification | Semiconductor | https://www.coherent.com/lasers/laser/excimer-lasers-and-applications/uv-processing-solutions/linebeam |  | 2017-11-02
710 | LineBeam Series 3 - LB250 | LineBeam | Laser | Pulsed |  | Excimer | [67 empty] | Yes | Deep UV | 308 | [89 empty] | Specification: >=650, Typical Value: ~800 | [71 empty] | 250, at 96% from mean value: +10/-0 | [13 empty] | 400, at 96% from mean value: ±10 | [6 empty] | ±200 |  | Specification: <=1.4% 2 sigma, Typical Value: <=1.0% 2 sigma | [20 empty] | <=100 | [29 empty] | 3905 x 580 x 2071 | [351 empty] | Excimer Laser Annealing | Surface Modification | Semiconductor | https://www.coherent.com/lasers/laser/excimer-lasers-and-applications/uv-processing-solutions/linebeam |  | 2017-09-01
711 | LineBeam Series 3 - LB275 | LineBeam | Laser | Pulsed |  | Excimer | [67 empty] | Yes | Deep UV | 308 | [89 empty] | Specification: >=620, Typical Value: ~720 | [71 empty] | 275, at 96% from mean value: +10/-0 | [13 empty] | 400, at 96% from mean value: ±10 | [6 empty] | ±200 |  | Specification: <=1.4% 2 sigma, Typical Value: <=1.0% 2 sigma | [20 empty] | <=100 | [29 empty] | 3905 x 580 x 2071 | [351 empty] | Excimer Laser Annealing | Surface Modification | Semiconductor | https://www.coherent.com/lasers/laser/excimer-lasers-and-applications/uv-processing-solutions/linebeam |  | 2017-09-01
712 | LineBeam Series 3 - LB370 | LineBeam | Laser | Pulsed |  | Excimer | [67 empty] | Yes | Deep UV | 308 | [89 empty] | Specification: >=450, Typical Value: ~550 | [71 empty] | 370, at 96% from mean value: +10/-0 | [13 empty] | 400, at 96% from mean value: ±10 | [6 empty] | ±200 |  | Specification: <=1.4% 2 sigma, Typical Value: <=1.0% 2 sigma | [20 empty] | <=100 | [29 empty] | 3905 x 580 x 2071 | [351 empty] | Excimer Laser Annealing | Surface Modification | Semiconductor | https://www.coherent.com/lasers/laser/excimer-lasers-and-applications/uv-processing-solutions/linebeam |  | 2017-09-01
713 | LineBeam Series 3 - LB380 | LineBeam | Laser | Pulsed |  | Excimer | [67 empty] | Yes | Deep UV | 308 | [89 empty] | Specification: >=430, Typical Value: ~530 | [71 empty] | 380, at 96% from mean value: +10/-0 | [13 empty] | 400, at 96% from mean value: ±10 | [6 empty] | ±200 |  | Specification: <=1.4% 2 sigma, Typical Value: <=1.0% 2 sigma | [20 empty] | <=100 | [29 empty] | 3905 x 580 x 2071 | [351 empty] | Excimer Laser Annealing | Surface Modification | Semiconductor | https://www.coherent.com/lasers/laser/excimer-lasers-and-applications/uv-processing-solutions/linebeam |  | 2017-09-01
714 | LineBeam 465 | LineBeam | Laser | Pulsed |  | Excimer | [67 empty] | Yes | Deep UV | 308 | [41 empty] | 0.6 | [20 empty] | 1050000 | [26 empty] | 350 | [71 empty] | 465 | [13 empty] | 350 | [6 empty] | ±150 |  | 1.8 | [20 empty] | 125 | [166 empty] | Micro Smooting Device, Short Axis Fine Tuner, Beam Profiler, Pulse Expander Module, Beam Stabilization Unit, Beam Symmetry Generator, Short Axis Online Monitor, CB E-Sigma Monitor, P-Lens Entrance Monitor, SB E-Sigma Monitor | [70 empty] | Excellent beam profile homogeneity, Outstanding optics lifetime, Display industry proven technology; large installation base worldwid, Standard technology for silicon annealing process (LTPS-LCD, OLED) | [143 empty] | Excimer Laser Annealing | Surface Modification | Semiconductor | https://www.coherent.com/lasers/laser/excimer-lasers-and-applications/uv-processing-solutions/linebeam |  | 2017-11-02
715 | LineBeam 750 | LineBeam | Laser | Pulsed |  | Excimer | [67 empty] | Yes | Deep UV | 308 | [41 empty] | 0.6 | [20 empty] | 2000000 | [26 empty] | 430 | [71 empty] | 750 | [13 empty] | 400 | [6 empty] | ±150 |  | 1.8 | [20 empty] | 125 | [166 empty] | Micro Smooting Device, Short Axis Fine Tuner, Beam Profiler, Pulse Expander Module, Beam Stabilization Unit, Beam Symmetry Generator, Short Axis Online Monitor, CB E-Sigma Monitor, P-Lens Entrance Monitor, SB E-Sigma Monitor | [70 empty] | Excellent beam profile homogeneity, Outstanding optics lifetime, Display industry proven technology; large installation base worldwid, Standard technology for silicon annealing process (LTPS-LCD, OLED) | [143 empty] | Excimer Laser Annealing | Surface Modification | Semiconductor | https://www.coherent.com/lasers/laser/excimer-lasers-and-applications/uv-processing-solutions/linebeam |  | 2017-11-02
716 | LineBeam 1000 | LineBeam | Laser | Pulsed |  | Excimer | [67 empty] | Yes | Deep UV | 308 | [41 empty] | 0.6 | [20 empty] | 4000000 | [26 empty] | 435 | [71 empty] | 1000 | [13 empty] | 580 | [6 empty] | ±120 |  | 1.8 | [20 empty] | 125 | [166 empty] | Micro Smooting Device, Short Axis Fine Tuner, Beam Profiler, Pulse Expander Module, Beam Stabilization Unit, Beam Symmetry Generator, Short Axis Online Monitor, CB E-Sigma Monitor, P-Lens Entrance Monitor, SB E-Sigma Monitor | [70 empty] | Excellent beam profile homogeneity, Outstanding optics lifetime, Display industry proven technology; large installation base worldwid, Standard technology for silicon annealing process (LTPS-LCD, OLED) | [143 empty] | Excimer Laser Annealing | Surface Modification | Semiconductor | https://www.coherent.com/lasers/laser/excimer-lasers-and-applications/uv-processing-solutions/linebeam |  | 2017-11-02
717 | LineBeam 1300 | LineBeam | Laser | Pulsed |  | Excimer | [67 empty] | Yes | Deep UV | 308 | [41 empty] | 0.6 | [20 empty] | 4000000 | [26 empty] | 435 | [71 empty] | 1300 | [13 empty] | 450 | [6 empty] | ±120 |  | 1.8 | [20 empty] | 125 | [166 empty] | Micro Smooting Device, Short Axis Fine Tuner, Beam Profiler, Pulse Expander Module, Beam Stabilization Unit, Beam Symmetry Generator, Short Axis Online Monitor, CB E-Sigma Monitor, P-Lens Entrance Monitor, SB E-Sigma Monitor | [70 empty] | Excellent beam profile homogeneity, Outstanding optics lifetime, Display industry proven technology; large installation base worldwid, Standard technology for silicon annealing process (LTPS-LCD, OLED) | [143 empty] | Excimer Laser Annealing | Surface Modification | Semiconductor | https://www.coherent.com/lasers/laser/excimer-lasers-and-applications/uv-processing-solutions/linebeam |  | 2017-11-02
718 | INNOVA ICE | INNOVA ICE | Laser | CW |  | Ion | [67 empty] | No | [242 empty] | 75 | 102 | [52 empty] | 26 | [7 empty] | Min: 1.8, Nominal: 2.5 to 3, Max: 3.5 | Min: 22, Max: 40 |  |  |  |  | Maintained between 50 kΩ-cm & 2 MΩ-cm | ±1 | 35 | 60 |  |  |  | 5 to 30 | [10 empty] | 40 | [129 empty] | 90 | [28 empty] | 2 to 8 | [33 empty] | Max Cooling requirement: 20kW (Innova 70C, StarC), 20kW (Innova 90C, Innova 90C FreD), 24kW (Innova 300C, Innova 300C MotoFreD) | [45 empty] | Power is provided by the power supply via interconnection umbilical. AC power required for the power supply is 208VAC ±10% (range 187VAC to 229VAC), 3-phase with ground, no neutral, WYE configuration, 50 or 60HZ | The plant water required for Innova ICE can be either tap water or any closed loop water cooling system. It is important to note that the minimum temperature delta between the plant side of the Innova ICE and the laser side is 5℃ (9℉) |  |  | Resistivity: 50 kΩ-cm to 2 MΩ-cm (>100 kΩ-cm recommended), pH: 6 to 8, Hardness: <100 mg/L (5.9 grains/gal) or 100 parts/million of calcium, Particulate Size: <200 µm | [20 empty] | https://www.coherent.com/lasers/laser/ion-lasers/innova-ice |  | 2017-09-01
719 | Fidelity-2 Ultrafast Fiber Oscillator | Fidelity-2 Ultrafast Fiber Oscillator | Laser | Ultrafast |  |  |  |  | 2000 | 10000+ | [63 empty] | Yes | IR | 1030 | 1070 | 40 | [36 empty] | <=80000 | [115 empty] | 1.2 ± 0.2 |  |  | <1.6 | [11 empty] | <1.2 | [417 empty] | Time-Resolved, Non-Linear Spectroscopy, Multiphoton Excitation (MPE) Microscopy, Optogenetic Excitation, Terahertz Generation, Supercontinuum Generation, Amplifier Seeding |  |  | https://www.coherent.com/lasers/main/fidelity-femtosecond-fiber-lasers |  | 2017-11-03
720 | Fidelity-2 | Fidelity-2 Ultrafast Fiber Oscillator | Laser | Ultrafast |  |  | 2000 |  | 2000 | 2000+ | [32 empty] | >450 | [21 empty] | ±0.5 | [8 empty] | Yes | IR | 1070 | [7 empty] | 1070 | [30 empty] | 70000 ± 10000 | [40 empty] | <0.000055 | [13 empty] | >60 |  |  | 50 to 60 |  |  |  |  | 3 | [48 empty] | <10 |  |  |  | 1.2 ± 0.2 |  |  | <1.6 |  | 120.6 | [9 empty] | <1.2 | [6 empty] | 0.9 to 1.1 | [19 empty] | Horizontal | [5 empty] | 1% | [36 empty] | 315.7 x 317.5 x 146.8 | 18.5 | [24 empty] | 6.5 | [9 empty] | 3 |  | 25 | [15 empty] | Air-cooled | [127 empty] | Light-loop Power Stabilization, Integrated and Automated Pre-Chirp Dispersion Compensation, Fast Photodiode Output (trigger signal) | [11 empty] | -30000 to 0 | [153 empty] | Time-Resolved, Non-Linear Spectroscopy, Multiphoton Excitation (MPE) Microscopy, Optogenetic Excitation, Terahertz Generation, Supercontinuum Generation, Amplifier Seeding |  |  | https://www.coherent.com/lasers/laser/industrial-short-pulse-lasers/fidelity-femtosecond-fiber-lasers/fidelity-2-ultrafast-fiber-oscillator |  | 2017-09-01
721 | Fidelity HP Ultrafast Fiber Lasers | Fidelity HP Ultrafast Fiber Lasers | Laser | Ultrafast | [60 empty] | ±0.5 | [8 empty] | Yes | IR | 1040 | [38 empty] | 80000 | [7 empty] | 80000000 | [11 empty] | 0.14 | [49 empty] | 100 to 250, 50 to 60Hz |  |  | RS-232, USB, Sync Out | [42 empty] | 1.2 ± 0.2 | [14 empty] | <1.25 | [13 empty] | 0.8 to 1.2 | [7 empty] | <0.25 |  |  |  |  | 100:1 Vertical | [42 empty] | 639 x 362 x 186 | [61 empty] | Air-cooled closed-loop chiller (included) | [10 empty] | 0 to 40 | 15 to 35 | [20 empty] | <95 (non-condensing) |  |  | <1000 | [131 empty] | 0 to 120000 | [117 empty] | Multiphoton Excitation (MPE) Microscopy, Optogenetics (Photo Activation), OPO Pumping and Non-Linear Optics, Two-Photon Polymerization, Scribing and Thin Film Processing, Functional Surface Treatment |  |  | https://www.coherent.com/lasers/laser/fidelity-hp-ultrafast-fiber-lasers
722 | Fidelity-HP 10 | Fidelity HP Ultrafast Fiber Lasers | Laser | Ultrafast |  |  | 10000 | [57 empty] | ±0.5 | [8 empty] | Yes | IR | 1040 | [38 empty] | 80000 | [7 empty] | 80000000 | [11 empty] | 0.14 | [49 empty] | 100 to 250, 50 to 60Hz |  |  | RS-232, USB, Sync Out | [42 empty] | 1.2 ± 0.2 | [14 empty] | <1.25 | [13 empty] | 0.8 to 1.2 | [7 empty] | <0.25 |  |  |  |  | 100:1 Vertical | [42 empty] | 639 x 362 x 186 | [61 empty] | Air-cooled closed-loop chiller (included) | [10 empty] | 0 to 40 | 15 to 35 | [20 empty] | <95 (non-condensing) |  |  | <1000 | [131 empty] | 0 to 120000 | [117 empty] | Multiphoton Excitation (MPE) Microscopy, Optogenetics (Photo Activation), OPO Pumping and Non-Linear Optics, Two-Photon Polymerization, Scribing and Thin Film Processing, Functional Surface Treatment |  |  | https://www.coherent.com/lasers/laser/industrial-short-pulse-lasers/fidelity-femtosecond-fiber-lasers/fidelity-hp-ultrafast-fiber-lasers |  | 2017-09-01
723 | Fidelity-HP 18 | Fidelity HP Ultrafast Fiber Lasers | Laser | Ultrafast |  |  | 18000 | [57 empty] | ±0.5 | [8 empty] | Yes | IR | 1040 | [38 empty] | 80000 | [7 empty] | 80000000 | [11 empty] | 0.14 | [49 empty] | 100 to 250, 50 to 60Hz |  |  | RS-232, USB, Sync Out | [42 empty] | 1.2 ± 0.2 | [14 empty] | <1.25 | [13 empty] | 0.8 to 1.2 | [7 empty] | <0.25 |  |  |  |  | 100:1 Vertical | [42 empty] | 639 x 362 x 186 | [61 empty] | Air-cooled closed-loop chiller (included) | [10 empty] | 0 to 40 | 15 to 35 | [20 empty] | <95 (non-condensing) |  |  | <1000 | [131 empty] | 0 to 120000 | [117 empty] | Multiphoton Excitation (MPE) Microscopy, Optogenetics (Photo Activation), OPO Pumping and Non-Linear Optics, Two-Photon Polymerization, Scribing and Thin Film Processing, Functional Surface Treatment |  |  | https://www.coherent.com/lasers/laser/industrial-short-pulse-lasers/fidelity-femtosecond-fiber-lasers/fidelity-hp-ultrafast-fiber-lasers |  | 2017-09-01
724 | RAPID FX | RAPID FX | Laser | Ultrafast |  | Industrial Short-Pulse | 10000 |  | 10000 | 10000+ | [6 empty] | <2 | [56 empty] | Yes | Near IR | 1030 |  |  |  |  | 5 | 5 | [32 empty] | 100, 200 | [18 empty] | Process pulse picker shutter is standard to deliver dynamic pulse control | [7 empty] | <2 | [13 empty] | <0.0009 | [11 empty] | 100 µJ | [40 empty] | 1500 | [21 empty] | 5.0 ± 0.5 |  |  | <1 | [11 empty] | <1.4 |  |  |  | <0.25 | 1 ±0.15 | [11 empty] | <±50 | [9 empty] | >100:1 | Vertical ±3º |  |  | ±50 | [38 empty] | 674 x 302 x 275.5 | 49.5 | [72 empty] | 15 to 30 |  |  | 15 to 30 | [5 empty] | -10 to 50 | [5 empty] | Cold Start: <45 min, Warm Start: <30 min | [6 empty] | 5 to 90 | [81 empty] | Ethernet | [169 empty] | Percussion Drilling of Small Apertures for Injector Nozzles in Metal, High Precision Machining of Medical Parts, Low-K Scribing, Micromachining of Glass and Sapphire Parts |  |  | https://www.coherent.com/lasers/laser/industrial-short-pulse-lasers/femtosecond-lasers/rapid-fx |  | 2017-09-01
725 | Opera-F and Opera-HP for Monaco | Opera-F and Opera-HP for Monaco | Laser | Ultrafast |  | OPA | [67 empty] | Yes | Visible | 630 | 2600 | 1970 | [585 empty] | Multiphoton Excitation (MPE), Optogenetic Photoactivation, Time-Resolved Spectroscopy, Multidimensional Spectroscopy, Surface Spectroscopy |  |  | https://www.coherent.com/lasers/laser/industrial-short-pulse-lasers/femtosecond-lasers/opera-f-and-opera-hp |  | 2017-10-12
726 | Opera-F | Opera-F and Opera-HP for Monaco | Laser | Ultrafast |  | OPA | [67 empty] | Yes | Visible | 650 | 2500 | 1850 | [33 empty] | 1200 to 2500 | 650 to 900 | [23 empty] | 650 nm to 900 nm: 50 ±25, 1200 nm to 2000 nm: 70 ± 30 | <250 | [35 empty] | 650 nm to 900 nm: 200 to 600, 1200 nm to 2000 nm: 150 to 500 | [141 empty] | 707 x 340 x 163 | [149 empty] | 700 nm to 900 nm: 50 to 70, 1200 nm to 2000 nm: 70 to 80 | [104 empty] | Monaco | [92 empty] | Multiphoton Excitation (MPE), Optogenetic Photoactivation, Time-Resolved Spectroscopy |  |  | https://www.coherent.com/lasers/laser/industrial-short-pulse-lasers/femtosecond-lasers/opera-f-and-opera-hp |  | 2017-09-01
727 | Opera-HP | Opera-F and Opera-HP for Monaco | Laser | Ultrafast |  | OPA | [67 empty] | Yes | Visible | 630 | 2600 | 1970 | [33 empty] | 1045 to 2600 | 630 to 1025 | [60 empty] | 700 nm to 960 nm: 70 to 120 | [141 empty] | 1027.6 x 364 x 163 | [153 empty] | >10 | [100 empty] | Monaco | [66 empty] | Wavelength Range (nm) SHS: 315 to 510, Wavelength Range (nm) SHI: 525 to 630, Conversion Efficiency (%): >2.5 | Wavelength Range (nm): 210 to 315, Conversion Efficiency (%): >0.5 | Wavelength Range (nm): 2200 to 5000, Conversion Efficiency (%): >2 at 3000 nm | Wavelength Range (nm): 5000 to 16000, Conversion Efficiency (%): >0.15 at 10000 nm | [22 empty] | Multiphoton Excitation (MPE), Optogenetic Photoactivation, Time-Resolved Spectroscopy, Multidimensional Spectroscopy, Surface Spectroscopy |  |  | https://www.coherent.com/lasers/laser/industrial-short-pulse-lasers/femtosecond-lasers/opera-f-and-opera-hp |  | 2017-09-01
728 | Pulse Switch for Mira 900 | Pulse Switch for Mira 900 | [5 empty] | 4000 | 6000 | 10000 | [63 empty] | Yes |  |  |  |  | 710 | 990 | [36 empty] | 0.2 | 9000 | [154 empty] | Horizontal | [38 empty] | 475 x 402 x 218 (?) | [354 empty] | https://www.coherent.com/lasers/laser/pulse-switch-for-mira-900 |  | 2018-04-13
729 | Pulse Switch for Mira 900 (Femtosecond Configuration) | Pulse Switch for Mira 900 | Laser | Ultrafast |  | Ultrafast | 6000, 5000, 8000, 10000 | 4000 | 6000 | 10000 | [63 empty] | Yes | Near IR |  |  |  | 710 | 990 | [24 empty] | 710 to 990 nm (Verdi 8W or 10W), 710 to 900 nm (Verdi 5W or 6W) | [11 empty] | 0.2 | 9000 | [17 empty] | <0.00015 (0.00012 typical) |  |  | >0.045 up to 100 kHz, >0.040 at 500 kHz | [114 empty] | >500:1 (for non-adjacent pulses) | [18 empty] | Horizontal | [38 empty] | 475 x 402 x 218 (?) | [354 empty] | https://www.coherent.com/lasers/laser/ultrafast-oscillator-accessories/pulse-switch-for-mira-900 | No unit of measurement on dimensions | 2017-09-01
730 | Pulse Switch for Mira 900 (Picosecond Configuration) | Pulse Switch for Mira 900 | Laser | Ultrafast |  | Ultrafast | 6000, 5000, 8000, 10000 | 4000 | 6000 | 10000 | [63 empty] | Yes | Near IR |  |  |  | 710 | 990 | [24 empty] | 710 to 990 nm (Verdi 8W or 10W), 710 to 900 nm (Verdi 5W or 6W) | [11 empty] | 0.2 | 9000 | [17 empty] | <0.002 |  |  | >0.075 up to 50 kHz, >0.065 at 100 kHz, >0.03 at 500 kHz | [114 empty] | >500:1 (for non-adjacent pulses) | [18 empty] | Horizontal | [38 empty] | 475 x 402 x 218 (?) | [354 empty] | https://www.coherent.com/lasers/laser/ultrafast-oscillator-accessories/pulse-switch-for-mira-900 | No unit of measurement on dimensions | 2017-09-01
731 | META 1.5C | META 1.5C | Tools & Systems | CW |  | CO2 | 150000, 700000 | 550000 | 150000 | 700000 | [63 empty] | Yes | IR | 9400, 10600 | [113 empty] | Windows/Ethernet |  |  | Windows 7 support, G-code support, DXF, DWG, Gerber, JPG, BMP, TIF, XML, file import, Full geometry editing, Editable database of laser parameters, Job estimator software, Job management software | [12 empty] | 208 to 240, 47 to 63 Hz, three-phase, 50A, Optional 400V version available | [79 empty] | x = 1220, y = 1220, z = 300 | [22 empty] | 1020 |  |  | 1630 x 1990 x 1320 | [40 empty] | 1136 | [16 empty] | External chiller required | [10 empty] | 10 to 38 | [87 empty] | Full look-ahead contouring capability |  |  |  |  | Removable pallet system with front and rear pass-through, Honeycomb (recommended) or points work support | [17 empty] | Vacuum material hold-down plenum, External high pressure exhaust blower required | [26 empty] | Digital laser power control, Power proportional to velocity | [15 empty] | 50800 mm/min cutting, 91500 mm/min rapid positioning, 91500 mm/min raster engraving | [27 empty] | Linear encoders with 2 micron resolution in closed loop with brushless servo motors | [13 empty] | CE Marked for 400V version | [66 empty] | Safety interlocks on all covers and enclosures, Class I system (Complies with 21 CFR Chapter 1, Subchapter) | Touch Screen control panel, Jog, Bed height controls, Home, Park, Load buttons, Exhaust, Gas assist controls, Editing of laser settings, Networked HMI workstation, Auto restart | [13 empty] | Up to 3 mm | 2-Axis | 48" x 48" x 12" (1219 x 1219 x 305 mm) | 25 µm Acc. / 5 µm Rep. |  | Wafer Scribing, DIAMOND and Eye Glass Marking, Etch Barrier Patterning, Marking | Cutting, Drilling, Engraving | Wood and Derivatives, Acrylic, ABS, Ceramic, PET, PI, Silicon Rubber, MDF | https://www.coherent.com/lasers/laser/laser-cutting-and-machining-tools/meta-1.5c |  | 2017-09-01 | 0.025 mm positioning accuracy, 0.005 mm repeatability | [5 empty] | 1200 x 1200 mm
732 | META 2C | META 2C | Tools & Systems | CW |  | CO2 | 250000, 750000 | 500000 | 250000 | 750000 | [63 empty] | No | [115 empty] | Windows/Ethernet |  |  | Windows 7 support, G-code support, AI, DXF, HPGL, DWG, Gerber, JPG, BMP, TIP file import, Full geometry editing, Editable database of laser parameters, Job estimator software, Job management software | [12 empty] | 208 to 240, 47 to 63 Hz, three-phase, 30A | [79 empty] | x = 1220, y = 1220, z = 300 | [25 empty] | 1612.5 x 1879.6 x 1337.1 | [40 empty] | 725 | [16 empty] | External chiller | [98 empty] | Full look-ahead contouring capability |  |  |  |  | Removable pallet system with front and rear pass-through, Honeycomb work support | [17 empty] | Vacuum material hold-down plenum, External high pressure exhaust blower required | [26 empty] | Digital laser power control, Power proportional to velocity | [15 empty] | 50800 mm/min cutting, 91500 mm/min rapid positioning, 91500 mm/min raster engraving | [27 empty] | Linear encoders with 2 micron resolution in closed loop with brushless servo motors | [80 empty] | Safety interlocks on all covers and enclosures, Class I system (Complies with 21 CFR Chapter 1, Subchapter) | Touch Screen control panel, Jog, Bed height controls, Home, Park, Load buttons, Exhaust, Gas assist controls, Editing of laser settings, Networked HMI workstation, Auto restart | [13 empty] | Up to 3 mm | 2-Axis | 48" x 48" x 12" (1219 x 1219 x 305 mm) | 25 µm Acc. / 5 µm Rep. |  | Wafer Scribing, DIAMOND and Eye Glass Marking, Etch Barrier Patterning, Marking | Brazing, Cutting, Drilling | ABS, Acrylic, Wood and Derivatives, Ceramic, Plastic | https://www.coherent.com/lasers/laser/laser-cutting-and-machining-tools/meta-2-c |  | 2017-09-01 | 0.025 mm positioning accuracy, 0.005 mm repeatability
733 | META 4C | META 4C | Tools & Systems | CW |  | CO2 | 400000, 1300000 | 900000 | 400000 | 1300000 | [63 empty] | No | [115 empty] | Windows/Ethernet |  |  | Windows 7 support, G-code support, AI, DXF, HPGL, DWG, Gerber, JPG, BMP, TIP file import, Full geometry editing, Editable database of laser parameters, Job estimator software, Job management software | [12 empty] | 208 to 240, 47 to 63 Hz, three-phase, 50A, Optional 400V version available | [79 empty] | x = 1220, y = 1220, z = 300 | [22 empty] | 1020 |  |  | 1630 x 1990 x 1320 | [40 empty] | 1136 | [16 empty] | External chiller | [10 empty] | 10 to 38 | [87 empty] | Full look-ahead contouring capability |  |  |  |  | Removable pallet system with front and rear pass-through, Honeycomb or points work support | [17 empty] | Vacuum material hold-down plenum, External high pressure exhaust blower required | [26 empty] | Digital laser power control, Power proportional to velocity | [15 empty] | 50800 mm/min cutting, 91500 mm/min rapid positioning, 91500 mm/min raster engraving | [27 empty] | Linear encoders with 2 micron resolution in closed loop with brushless servo motors | [13 empty] | CE Marked | [66 empty] | Safety interlocks on all covers and enclosures, Class I system (Complies with 21 CFR Chapter 1, Subchapter) | Touch Screen control panel, Jog, Bed height controls, Home, Park, Load buttons, Exhaust, Gas assist controls, Editing of laser settings, Networked HMI workstation, Auto restart | [13 empty] | Up to 3 mm | 2-Axis | 48" x 48" x 12" (1219 x 1219 x 305 mm) | 25 µm Acc. / 5 µm Rep. |  |  | Raster engraving, Marking, Cutting | Aluminum, Anodized Aluminum, Brass, Copper | https://www.coherent.com/lasers/laser/laser-cutting-and-machining-tools/meta-4c |  | 2017-09-01 | 0.025 mm positioning accuracy, 0.005 mm repeatability | [5 empty] | 1200 x 1200 mm
734 | META 10C | META 10C | Tools & Systems | CW |  | CO2 | 1000000, 2500000 | 1500000 | 1000000 | 2500000 | [63 empty] | No | [115 empty] | Windows/Ethernet |  |  | Windows 7 support, G-code support, AI, DXF, HPGL, DWG, Gerber, JPG, BMP, TIP file import, Full geometry editing, Editable database of laser parameters, Job estimator software, Job management software | [12 empty] | 380 to 440, 47 to 63 Hz, three-phase, 5 wire, 50A | [79 empty] | x = 1270, y = 1270, z = 241 | [22 empty] | 1020 |  |  | 2083 x 2413 x 2083 | [40 empty] | 1112 | [16 empty] | External chiller | [98 empty] | Full look-ahead contouring capability |  |  |  |  | Removable pallet system with front and rear pass-through, Metal cutting points or honeycomb work support | [17 empty] | Bed vacuum material hold-down plenum and part collection drawer, External high pressure exhaust blower recommended (not supplied with system) | [26 empty] | Digital laser power control, Power proportional to velocity | [15 empty] | 50800 mm/min cutting, 91500 mm/min rapid positioning, 91500 mm/min raster engraving | [27 empty] | Linear encoders with 2 micron resolution in closed loop with brushless servo motors | [80 empty] | Safety interlocks on all covers and enclosures, Class I system (Complies with 21 CFR Chapter 1, Subchapter) | Touch Screen control panel, Jog, Bed height controls, Home, Park, Load buttons, Exhaust, Gas assist controls, Editing of laser settings, Networked HMI workstation, Auto restart | [13 empty] | Up to 3 mm | 2-Axis | 48" x 48" x 12" (1219 x 1219 x 305 mm) | 25 µm Acc. / 5 µm Rep. |  |  |  | Aluminum, Anodized Aluminum, Brass, Copper | https://www.coherent.com/lasers/laser/laser-cutting-and-machining-tools/meta-10c |  | 2017-09-01 | 0.025 mm positioning accuracy, 0.005 mm repeatability
735 | Harmonic Generator | Harmonic Generator | Components | Ultrafast |  | Ultrafast Harmonic Generator | [67 empty] | No | [237 empty] | 457.2 x 304.8 x 174.6 | [354 empty] | https://www.coherent.com/lasers/laser/harmonic-generator |  | 2018-04-13
736 | HGS-D | Harmonic Generator | Components | Ultrafast |  | Ultrafast Harmonic Generator | [59 empty] | 1.5 | [7 empty] | No | [237 empty] | 457.2 x 304.8 x 174.6 | [157 empty] | 35 | [196 empty] | https://www.coherent.com/lasers/laser/ultrafast-oscillator-accessories/harmonic-generator | No fields were filled in beside dimensions | 2017-09-01
737 | HGS-F | Harmonic Generator | Components | Ultrafast |  | Ultrafast Harmonic Generator | [59 empty] | 3.5 | [7 empty] | No | [237 empty] | 457.2 x 304.8 x 174.6 | [157 empty] | 1 | [196 empty] | https://www.coherent.com/lasers/laser/ultrafast-oscillator-accessories/harmonic-generator | No fields were filled in beside dimensions | 2017-09-01
738 | HGS-T | Harmonic Generator | Components | Ultrafast |  | Ultrafast Harmonic Generator | [59 empty] | 2.5 | [7 empty] | No | [237 empty] | 457.2 x 304.8 x 174.6 | [157 empty] | 15 | [196 empty] | https://www.coherent.com/lasers/laser/ultrafast-oscillator-accessories/harmonic-generator | No fields were filled in beside dimensions | 2017-09-01
739 | Pulse Picker | Pulse PIcker | Components | Ultrafast |  | Ultrafast Pulse Picker | [19 empty] | TeO2 Cell: <2, SiO2 Cell: <4 | [47 empty] | Yes |  |  |  |  | 700 | 1000 | [36 empty] | 9.5 | 4750 |  |  |  |  | From ~9.5 kHz to 4.75 MHz variable by integer division of oscillator frequency. The unit also can be externally triggered at any repetition rate below 4 MHz or operated single-shot. | [130 empty] | TeO2 Cell: >500:1, SiO2 Cell: >1000:1 | [50 empty] | 440 x 440 x 180 | [10 empty] | 270 x 160 x 160 | [161 empty] | TeO2 Cell: >60, SiO2 Cell: >50 | [188 empty] | https://www.coherent.com/lasers/laser/ultrafast-oscillator-accessories/pulse-picker |  | 2017-09-01
740 | OPA 9800/9850 | OPA 9800/9850 | Components | Ultrafast |  | Ultrafast OPA |  | 20 | 20 | 40 | [63 empty] | Yes |  |  |  |  | <1600 | <2400 | [34 empty] | 250 | 250 | [129 empty] | <2.0 | [65 empty] | 720 x 408 x 195 | [354 empty] | https://www.coherent.com/lasers/laser/opa-9800-9850 |  | 2017-10-12
741 | OPA 9400 | OPA 9800/9850 | Components | Ultrafast |  | Ultrafast OPA | 20 | [6 empty] | 0.02 | [59 empty] | Yes |  |  |  |  | 480 | 700 | [8 empty] | 933 to 2300 | [6 empty] | 480 to 700 | [18 empty] | 250 | 250 | [22 empty] | 0.08 | [16 empty] | <0.000225 AC | [89 empty] | <2.0 | [21 empty] | ±2 | [12 empty] | ±2 | [30 empty] | 720 x 408 x 195 | [354 empty] | https://www.coherent.com/lasers/laser/opa-9800-9850 |  | 2017-09-01
742 | OPA 9450 | OPA 9800/9850 | Components | Ultrafast |  | Ultrafast OPA | 20 | [6 empty] | 0.02 | [59 empty] | Yes |  |  |  |  | 480 | 700 | [8 empty] | 933 to 2300 | [6 empty] | 480 to 700 | [18 empty] | 250 | 250 | [22 empty] | 0.08 | [16 empty] | Compressible to pump pulse width using external pulse compressor (not provided) | [89 empty] | <2.0 | [21 empty] | ±2 | [12 empty] | ±2 | [30 empty] | 720 x 408 x 195 | [354 empty] | https://www.coherent.com/lasers/laser/opa-9800-9850 |  | 2017-09-01
743 | OPA 9800 | OPA 9800/9850 | Components | Ultrafast |  | Ultrafast OPA | 40 | [6 empty] | 0.04 | [59 empty] | Yes |  |  |  |  | 1200 | 1600 | [8 empty] | 1600 to 2400 | [6 empty] | 1200 to 1600 | [18 empty] | 250 | 250 | [22 empty] | 0.16 | [16 empty] | <0.000225 AC | [89 empty] | <2.0 | [21 empty] | ±2 | [12 empty] | ±2 | [30 empty] | 720 x 408 x 195 | [354 empty] | https://www.coherent.com/lasers/laser/opa-9800-9850 |  | 2017-09-01
744 | OPA 9850 | OPA 9800/9850 | Components | Ultrafast |  | Ultrafast OPA | 40 | [6 empty] | 0.04 | [59 empty] | Yes |  |  |  |  | 1600 | 2400 | [15 empty] | 1200 to 1600 | [18 empty] | 250 | 250 | [22 empty] | 0.16 | [16 empty] | Compressible to pump pulse width using external pulse compressor (not provided) | [89 empty] | <2.0 | [21 empty] | ±2 | [12 empty] | ±2 | [30 empty] | 720 x 408 x 195 | [354 empty] | https://www.coherent.com/lasers/laser/opa-9800-9850 |  | 2017-09-01
745 | Conduction Cooled Package (CCP) | Conduction Cooled Package (CCP) | Components | CW, QCW, Hard pulsed |  | Diode |  | 215000 | 35000 | 250000 | [63 empty] | Yes | Near IR | 780 | 1470 | 690 |  |  | <20 | <20 | [120 empty] | <2.4 | [460 empty] | Laser Pumping, Medical, Materials Processing, Illumination, Aesthetics |  |  | https://www.coherent.com/lasers/laser/diode-lasers/conduction-cooled-package-ccp |  | 2017-10-12
746 | CCP 780/830 nm - 60W 18FF | Conduction Cooled Package (CCP) | Components | CW, QCW |  | Diode | 60000 | [66 empty] | Yes | Near IR | 780 | 830 | 50 | [8 empty] | 780 to 830 | 808 ±3 | [12 empty] | <3 | [12 empty] | 0.28 | [65 empty] | <61 (56 typical) |  | 8 typical | [20 empty] | 2 | [69 empty] | TE | [38 empty] | 24.9 x 24.89 x 14.2 | [77 empty] | 25 | 15 to 35 | [8 empty] | -40 to 60 | [87 empty] | 19 | 90 | 500 | [5 empty] | 29 | <1 |  |  | 18 | [89 empty] | <10 | [73 empty] | Laser Pumping, Medical, Materials Processing, Illumination |  |  | https://www.coherent.com/lasers/laser/diode-lasers/conduction-cooled-package-ccp |  | 2017-09-01
747 | CCP 780/830 nm - 60W 18FF PulseLife | Conduction Cooled Package (CCP) | Components | CW, QCW, Hard pulsed |  | Diode | 60000 | [66 empty] | Yes | Near IR | 780 | 830 | 50 | [8 empty] | 780 to 830 | 808 ±3 | [12 empty] | <3 | [12 empty] | 0.28 | [65 empty] | <62 (58 typical) |  | 8 typical | [20 empty] | 2 | [69 empty] | TE | [38 empty] | 24.9 x 24.89 x 14.2 | [77 empty] | 25 | 15 to 35 | [8 empty] | -40 to 60 | [87 empty] | 19 | 90 | 500 | [5 empty] | 29 | <1 |  |  | 18 | [89 empty] | <10 | [73 empty] | Laser Pumping, Medical, Materials Processing, Illumination |  |  | https://www.coherent.com/lasers/laser/diode-lasers/conduction-cooled-package-ccp |  | 2017-09-01
748 | CCP 780/830 nm - 40W 30FF | Conduction Cooled Package (CCP) | Components | CW, QCW |  | Diode | 40000 | [66 empty] | Yes | Near IR | 780 | 830 | 50 | [8 empty] | 780 to 830 | 808 ±3 | [12 empty] | <3 | [12 empty] | 0.28 | [65 empty] | <45 (40 typical) |  | 8 typical | [20 empty] | 2 | [69 empty] | TM | [38 empty] | 24.9 x 24.89 x 14.2 | [77 empty] | 25 | 15 to 35 | [8 empty] | -40 to 60 | [87 empty] | 19 | 150 | 500 | [5 empty] | 31 | <1 |  |  | 30 | [89 empty] | <10 | [73 empty] | Laser Pumping, Medical, Materials Processing, Illumination |  |  | https://www.coherent.com/lasers/laser/diode-lasers/conduction-cooled-package-ccp |  | 2017-09-01
749 | CCP 780/830 nm - 40W 30FF PulseLife | Conduction Cooled Package (CCP) | Components | CW, QCW, Hard pulsed |  | Diode | 40000 | [66 empty] | Yes | Near IR | 780 | 830 | 50 | [8 empty] | 780 to 830 | 808 ±3 | [12 empty] | <3 | [12 empty] | 0.28 | [65 empty] | <47 (42 typical) |  | 8 typical | [20 empty] | 2.1 | [69 empty] | TM | [38 empty] | 24.9 x 24.89 x 14.2 | [77 empty] | 25 | 15 to 35 | [8 empty] | -40 to 60 | [87 empty] | 19 | 150 | 500 | [5 empty] | 31 | <1 |  |  | 30 | [89 empty] | <10 | [73 empty] | Laser Pumping, Medical, Materials Processing, Illumination |  |  | https://www.coherent.com/lasers/laser/diode-lasers/conduction-cooled-package-ccp |  | 2017-09-01
750 | CCP 780/830 nm - 50W 30FF | Conduction Cooled Package (CCP) | Components | CW, QCW |  | Diode | 50000 | [66 empty] | Yes | Near IR | 780 | 830 | 50 | [8 empty] | 780 to 830 | 808 ±3 | [12 empty] | <3 | [12 empty] | 0.28 | [65 empty] | <55 (50 typical) |  | 10 typical | [20 empty] | 2 | [69 empty] | TM | [38 empty] | 24.9 x 24.89 x 14.2 | [77 empty] | 25 | 15 to 35 | [8 empty] | -40 to 60 | [87 empty] | 19 | 150 | 500 | [5 empty] | 31 | <1 |  |  | 30 | [89 empty] | <10 | [73 empty] | Laser Pumping, Medical, Materials Processing, Illumination |  |  | https://www.coherent.com/lasers/laser/diode-lasers/conduction-cooled-package-ccp |  | 2017-09-01
751 | CCP 780/830 nm - 80W 28FF | Conduction Cooled Package (CCP) | Components | CW, QCW |  | Diode | 80000 | [66 empty] | Yes | Near IR | 780 | 830 | 50 | [8 empty] | 780 to 830 | 808 ±3 | [12 empty] | <3 | [12 empty] | 0.28 | [65 empty] | <81 (76 typical) |  | 12 typical | [20 empty] | 2 | [69 empty] | TE | [38 empty] | 24.9 x 24.89 x 14.2 | [77 empty] | 25 | 15 to 35 | [8 empty] | -40 to 60 | [87 empty] | 19 | 140 | 500 | [5 empty] | 29 | <1 |  |  | 28 | [89 empty] | <10 | [73 empty] | Laser Pumping, Medical, Materials Processing, Illumination |  |  | https://www.coherent.com/lasers/laser/diode-lasers/conduction-cooled-package-ccp |  | 2017-09-01
752 | CCP 780/830 nm - 80W 28FF PulseLife | Conduction Cooled Package (CCP) | Components | CW, QCW, Hard pulsed |  | Diode | 80000 | [66 empty] | Yes | Near IR | 780 | 830 | 50 | [8 empty] | 780 to 830 | 808 ±3 | [12 empty] | <3 | [12 empty] | 0.28 | [65 empty] | <83 (79 typical) |  | 12 typical | [20 empty] | 2 | [69 empty] | TE | [38 empty] | 24.9 x 24.89 x 14.2 | [77 empty] | 25 | 15 to 35 | [8 empty] | -40 to 60 | [87 empty] | 19 | 140 | 500 | [5 empty] | 29 | <1 |  |  | 28 | [89 empty] | <10 | [73 empty] | Laser Pumping, Medical, Materials Processing, Illumination |  |  | https://www.coherent.com/lasers/laser/diode-lasers/conduction-cooled-package-ccp |  | 2017-09-01
753 | CCP 780/830 nm - 250W QCW PulseLife | Conduction Cooled Package (CCP) | Components | QCW |  | Diode | 250000 | [66 empty] | Yes | Near IR | 780 | 830 | 50 | [8 empty] | 780 to 830 | 808 ±3 | [12 empty] | <3 | [12 empty] | 0.28 | [65 empty] | <265 (250 typical) |  | 30 typical | [20 empty] | 2.4 | [69 empty] | TE | [38 empty] | 24.9 x 24.89 x 14.2 | [77 empty] | 25 | 15 to 35 | [8 empty] | -40 to 60 | [87 empty] | 60 | 150 | 160 | [5 empty] | 31 | <1 |  |  | 90 | [89 empty] | <10 | [73 empty] | Laser Pumping, Medical, Materials Processing, Illumination |  |  | https://www.coherent.com/lasers/laser/diode-lasers/conduction-cooled-package-ccp |  | 2017-09-01
754 | CCP 870/890 nm | Conduction Cooled Package (CCP) | Components | CW, QCW |  | Diode | 55000 | [66 empty] | Yes | [6 empty] | 3 | 3 |  | 880 ±3 | [15 empty] | <3 |  |  | 140 | [10 empty] | 0.3 | [65 empty] | <60 | [22 empty] | 2 | [69 empty] | TE | [38 empty] | 24.9 x 24.89 x 14.22 | [84 empty] | 25 | 15 to 35 |  | -40 to 60 | [87 empty] | 19 | [6 empty] | <35 |  |  |  |  | 28 | [73 empty] | 120 | [15 empty] | <10 | [76 empty] | https://www.coherent.com/lasers/laser/diode-lasers/conduction-cooled-package-ccp |  | 2017-09-01
755 | CCP 965/985 nm - 60W 10FF | Conduction Cooled Package (CCP) | Components | CW, QCW, Hard pulsed |  | Diode | 60000 | [66 empty] | Yes | Near IR | 965 | 985 | 20 | [8 empty] | 965 to 985 | 975 ±10 | [12 empty] | <10 | [12 empty] | 0.4 | [65 empty] | <70 (62 typical) |  | 5 typical | [20 empty] | 1.7 | [69 empty] | TE | [38 empty] | 24.9 x 24.89 x 14 | [77 empty] | 25 | 15 to 35 | [8 empty] | -40 to 60 | [87 empty] | 10 | 100 | 1000 | [5 empty] | 31 | <1 |  |  | 10 | [89 empty] | <10 | [73 empty] | Laser Pumping, Medical, Materials Processing, Illumination |  |  | https://www.coherent.com/lasers/laser/diode-lasers/conduction-cooled-package-ccp |  | 2017-09-01
756 | CCP 965/985 nm - 80W 18FF | Conduction Cooled Package (CCP) | Components | CW, QCW, Hard pulsed |  | Diode | 80000 | [66 empty] | Yes | Near IR | 965 | 985 | 20 | [8 empty] | 965 to 985 | 975 ±10 | [12 empty] | <10 | [12 empty] | 0.4 | [65 empty] | <100 (90 typical) |  | 8 typical | [20 empty] | 1.7 | [69 empty] | TE | [38 empty] | 24.9 x 24.89 x 14 | [77 empty] | 25 | 15 to 35 | [8 empty] | -40 to 60 | [87 empty] | 19 | 90 | 500 | [5 empty] | 31 | <1 |  |  | 18 | [89 empty] | <10 | [73 empty] | Laser Pumping, Medical, Materials Processing, Illumination |  |  | https://www.coherent.com/lasers/laser/diode-lasers/conduction-cooled-package-ccp |  | 2017-09-01
757 | CCP 1060 nm - 40W 20FF | Conduction Cooled Package (CCP) | Components | CW |  | Diode | 40000 | [66 empty] | Yes | [6 empty] | 20 | 20 | [17 empty] | <10 | [13 empty] | 0.4 | [65 empty] | <49 |  | <4 (2 typical) | [20 empty] | 1.7 | [69 empty] | TE | [38 empty] | 24.9 x 24.89 x 14.2 | [77 empty] | 25 | 15 to 35 | [8 empty] | -40 to 60 | [87 empty] | 19 | 100 | 500 | [5 empty] | <35 (30 typical) | <1 |  |  | 20 | [89 empty] | <7 | [73 empty] | Medical, Aesthetics, Illumination, Materials Processing |  |  | https://www.coherent.com/lasers/laser/diode-lasers/conduction-cooled-package-ccp |  | 2017-09-01
758 | CCP 1060 nm - 80W 50FF | Conduction Cooled Package (CCP) | Components | CW |  | Diode | 80000 | [66 empty] | Yes | [6 empty] | 20 | 20 | [17 empty] | <10 | [13 empty] | 0.4 | [65 empty] | <115 |  | <13 (10 typical) | [20 empty] | 1.7 | [69 empty] | TE | [38 empty] | 24.9 x 24.89 x 14.2 | [77 empty] | 25 | 15 to 35 | [8 empty] | -40 to 60 | [87 empty] | 49 | 100 | 200 | [5 empty] | <35 (30 typical) | <1 |  |  | 50 | [89 empty] | <7 | [73 empty] | Medical, Aesthetics, Illumination, Materials Processing |  |  | https://www.coherent.com/lasers/laser/diode-lasers/conduction-cooled-package-ccp |  | 2017-09-01
759 | CCP 1430/1470 nm | Conduction Cooled Package (CCP) | Components | CW |  | Diode | 35000 | [66 empty] | Yes | IR | 1430 | 1470 | 40 | [8 empty] | 1430 to 1470 | 1430 ±20, 1470 ±20 | [12 empty] | <20 | [12 empty] | 0.53 | [65 empty] | <90 | [22 empty] | 1.2 | [69 empty] | TE | [38 empty] | 24.9 x 24.89 x 14.2 | [77 empty] | 25 | 15 to 35 | [8 empty] | -40 to 60 | [87 empty] | 19 | 100 | 500 |  |  |  |  | <40 |  |  |  |  | 20 | [89 empty] | <10 | [73 empty] | Medical, Aesthetics, Illumination, Materials Processing |  |  | https://www.coherent.com/lasers/laser/diode-lasers/conduction-cooled-package-ccp |  | 2017-09-01
760 | FAP 600 Series | FAP 600 Series | Components | CW |  | Diode | [67 empty] | Yes | [126 empty] | <2.1 | [29 empty] | 0.6 | [432 empty] | Solid-state Laser Pumping, Plastic Welding, Soldering, Heating |  |  | https://www.coherent.com/lasers/laser/fap-600-series |  | 2018-04-13
761 | FAP600-22W-975.0to980.0-F<4.5-25C | FAP 600 Series | Components | CW | 1068164 | Diode | 22000 | [66 empty] | Yes | [9 empty] | 977 | 3 | 2 | [13 empty] | <4.5 | [13 empty] | 0.35 | [65 empty] | <34 |  | 2 to 4 | [18 empty] | <2.1 | [29 empty] | 0.6 |  |  |  | <0.14 | [428 empty] | Solid-state Laser Pumping, Plastic Welding, Soldering, Heating |  |  | https://www.coherent.com/lasers/laser/fap-600-series |  | 2018-04-13
762 | FAP600-25W-800to820nm | FAP 600 Series | Components | CW | 1041807 | Diode | 25000 | [66 empty] | Yes | [9 empty] | 812.5 | 7.5 | 7.5 | [13 empty] | <6 | [13 empty] | 0.28 | [65 empty] | <41 |  | 6 to 8 | [18 empty] | <2 | [29 empty] | 0.6 |  |  |  | <0.16 | [428 empty] | Solid-state Laser Pumping, Plastic Welding, Soldering, Heating |  |  | https://www.coherent.com/lasers/laser/fap-600-series |  | 2018-04-13
763 | FAP600-25W-805.0to811.0-F<3.5-25C | FAP 600 Series | Components | CW | 1041806 | Diode | 25000 | [66 empty] | Yes | [9 empty] | 808 | 3 | 3 | [13 empty] | <3.5 | [13 empty] | 0.28 | [65 empty] | <36 |  | 6 to 9 | [18 empty] | <2 | [29 empty] | 0.6 |  |  |  | <0.16 | [428 empty] | Solid-state Laser Pumping, Plastic Welding, Soldering, Heating |  |  | https://www.coherent.com/lasers/laser/fap-600-series |  | 2018-04-13
764 | FAP600-22W-975.0to980-F<4.5-25C | FAP 600 Series | Components | CW | 1041811 | Diode | 22000 | [66 empty] | Yes | [9 empty] | 980 | 10 | 10 | [13 empty] | <6 | [13 empty] | 0.25 | [65 empty] | <34 |  | 2 to 4 | [18 empty] | <2 | [29 empty] | 0.6 |  |  |  | <0.16 | [428 empty] | Solid-state Laser Pumping, Plastic Welding, Soldering, Heating |  |  | https://www.coherent.com/lasers/laser/fap-600-series |  | 2018-04-13
765 | FAP600-25W-800to820nm | FAP 600 Series | Components | CW | 1057503 | Diode | 30000 | [66 empty] | Yes | [9 empty] | 810 | 10 | 10 | [13 empty] | <6 | [13 empty] | 0.28 | [65 empty] | <46 |  | 6 to 8 | [18 empty] | <2 | [29 empty] | 0.6 |  |  |  | <0.14 | [428 empty] | Solid-state Laser Pumping, Plastic Welding, Soldering, Heating |  |  | https://www.coherent.com/lasers/laser/fap-600-series |  | 2018-04-13
766 | FAP600-25W-805.0to811.0-F<3.5-25C | FAP 600 Series | Components | CW | 1041808 | Diode | 25000 | [66 empty] | Yes | [9 empty] | 810 | 10 | 10 | [13 empty] | <6 | [13 empty] | 0.28 | [65 empty] | <36 |  | 6 to 9 | [18 empty] | <2 | [29 empty] | 0.6 |  |  |  | <0.14 | [428 empty] | Solid-state Laser Pumping, Plastic Welding, Soldering, Heating |  |  | https://www.coherent.com/lasers/laser/fap-600-series |  | 2018-04-13
767 | FAP600-50W-800.0to820.0-FW90E<8.0-25C | FAP 600 Series | Components | CW | 1276388 | Diode | 50000 | [66 empty] | Yes | [9 empty] | 810 | 10 | 10 | [13 empty] | <8 | [13 empty] | 0.28 | [65 empty] | <55 |  | 8 | [18 empty] | <2 | [29 empty] | 0.6 |  |  |  | <0.16 | [428 empty] | Solid-state Laser Pumping, Plastic Welding, Soldering, Heating |  |  | https://www.coherent.com/lasers/laser/fap-600-series |  | 2018-04-13
768 | Fiber Coupled Laser Series | Fiber Coupled Laser Series | Components | CW |  | Diode |  | 54000 | 16000 | 70000 | [63 empty] | Yes | Near IR | 808 | 980 | 172 |  |  | <10 | <10 | [120 empty] | <2.1 | [27 empty] | <0.81 | [80 empty] | 70 x 31.8 x 25.8 | [40 empty] | 0.3 | [310 empty] | Solid-State Laser Pumping, Plastic Welding, Soldering, Heating |  |  | https://www.coherent.com/lasers/laser/diode-lasers/fiber-coupled-laser-diodes/fap-600-and-800-series |  | 2017-10-12
769 | FAP600-25W-805.0to811.0-F<3.5-25C | Fiber Coupled Laser Series | Components | CW | 1041806 | Diode | 25000 | [66 empty] | Yes | Near IR | 808 |  |  |  |  | 3 | 3 |  | 808 | [15 empty] | <3.5 | [13 empty] | 0.28 | [65 empty] | <36 |  | 6 to 9 | [20 empty] | 2 | [27 empty] | 0.6 |  |  | <0.16 | [54 empty] | SMA 905 | [22 empty] | 70 x 31.8 x 25.8 | [40 empty] | 0.3 |  |  |  | 100 | <0.1 | [6 empty] | -20 to 30 | -20 to 60 | [37 empty] | 0.7 | [65 empty] | >40 | [118 empty] | >0.9 | [74 empty] | Solid-State Laser Pumping, Plastic Welding, Soldering, Heating |  |  | https://www.coherent.com/lasers/laser/diode-lasers/fiber-coupled-laser-diodes/fap-600-and-800-series |  | 2017-09-01
770 | FAP600-50W-800.0to820.0-FW90E<8.0-25C | Fiber Coupled Laser Series | Components | CW | 1276388 | Diode | 50000 | [66 empty] | Yes | Near IR | 810 |  |  |  |  | 10 | 10 |  | 810 | [15 empty] | <8 | [13 empty] | 0.28 | [65 empty] | <55 |  | 8 | [20 empty] | 2 | [27 empty] | 0.6 |  |  | <0.16 | [54 empty] | SMA 905 | [22 empty] | 70 x 31.8 x 25.8 | [40 empty] | 0.3 |  |  |  | 100 | <0.1 | [6 empty] | -20 to 30 | -20 to 60 | [37 empty] | 0.7 | [65 empty] | >52 | [118 empty] | >1 | [74 empty] | Solid-State Laser Pumping, Plastic Welding, Soldering, Heating |  |  | https://www.coherent.com/lasers/laser/diode-lasers/fiber-coupled-laser-diodes/fap-600-and-800-series |  | 2017-09-01
771 | FAP800-30W-805.0to811.0-F<3.5-25C | Fiber Coupled Laser Series | Components | CW | 1071370 | Diode | 30000 | [66 empty] | Yes | IR | 940 |  |  |  |  | 2 | 2 |  | 940 | [15 empty] | 6 | [13 empty] | 0.35 | [65 empty] | <46 |  | 4 to 7 | [20 empty] | 2.2 | [27 empty] | 0.81 |  |  | <0.16 | [54 empty] | SMA 905 | [22 empty] | 70 x 31.8 x 25.8 | [40 empty] | 0.3 |  |  |  | 100 | <0.1 | [6 empty] | -20 to 30 | -20 to 60 | [37 empty] | 0.7 | [65 empty] | >35 | [118 empty] | >0.75 | [74 empty] | Solid-State Laser Pumping, Plastic Welding, Soldering, Heating |  |  | https://www.coherent.com/lasers/laser/diode-lasers/fiber-coupled-laser-diodes/fap-600-and-800-series |  | 2017-12-19
772 | FAP800-30W-805.0to811.0-F<3.5-25C | Fiber Coupled Laser Series | Components | CW | 1059281 | Diode | 30000 | [66 empty] | Yes | Near IR | 808 |  |  |  |  | 3 | 3 |  | 807.5 | [15 empty] | <2.5 | [13 empty] | 0.28 | [65 empty] | <28 |  | 8 to 11 | [20 empty] | 2.1 | [27 empty] | 0.81 |  |  | <0.14 | [54 empty] | SMA 905 | [22 empty] | 70 x 31.8 x 25.8 | [40 empty] | 0.3 |  |  |  | 100 | <0.1 | [6 empty] | -20 to 30 | -20 to 60 | [37 empty] | 0.7 | [65 empty] | >35 | [118 empty] | >0.8 | [74 empty] | Solid-State Laser Pumping, Plastic Welding, Soldering, Heating |  |  | https://www.coherent.com/lasers/laser/diode-lasers/fiber-coupled-laser-diodes/fap-600-and-800-series |  | 2017-09-01
773 | FAP800-40W-805.0to811.0-F<3.5-25C | Fiber Coupled Laser Series | Components | CW | 1057814 | Diode | 40000 | [66 empty] | Yes | Near IR | 808 |  |  |  |  | 3 | 3 |  | 404 | [15 empty] | <3.5 | [13 empty] | 0.28 | [65 empty] | <53 |  | 9 to 13 | [20 empty] | 2.2 | [27 empty] | 0.81 |  |  | <0.14 | [54 empty] | SMA 905 | [22 empty] | 70 x 31.8 x 25.8 | [40 empty] | 0.3 |  |  |  | 100 | <0.1 | [6 empty] | -20 to 30 | -20 to 60 | [37 empty] | 0.7 | [65 empty] | >35 | [118 empty] | >0.8 | [74 empty] | Solid-State Laser Pumping, Plastic Welding, Soldering, Heating |  |  | https://www.coherent.com/lasers/laser/diode-lasers/fiber-coupled-laser-diodes/fap-600-and-800-series |  | 2017-09-01
774 | FAP800-L-30W-803.0to809.0-F<3.0-25C | Fiber Coupled Laser Series | Components | CW | 1065526 | Diode | 25000 | [66 empty] | Yes | Near IR | 807.5 |  |  |  |  | 2.5 | 2.5 |  | 807.5 | [15 empty] | <2.5 | [13 empty] | 0.28 | [65 empty] | <28 |  | 8 to 11 | [20 empty] | <2.1 | [27 empty] | 0.81 |  |  | <0.14 | [54 empty] | SMA 905 | [22 empty] | 70 x 31.8 x 25.8 | [40 empty] | 0.3 |  |  |  | 100 | <0.1 | [6 empty] | -20 to 30 | -20 to 60 | [37 empty] | 0.7 | [65 empty] | >35 | [118 empty] | >0.8 | [74 empty] | Solid-State Laser Pumping, Plastic Welding, Soldering, Heating |  |  | https://www.coherent.com/lasers/laser/diode-lasers/fiber-coupled-laser-diodes/fap-600-and-800-series |  | 2017-09-01
775 | FAP800-R-40W-930.0to950.0-F<6.0-25C | Fiber Coupled Laser Series | Components | CW | 1082408 | Diode | 40000 | [66 empty] | Yes | IR | 940 |  |  |  |  | 10 | 10 |  | 940 | [15 empty] | <6 | [13 empty] | 0.28 | [65 empty] | <54 |  | <8 | [20 empty] | <1.7 | [27 empty] | 0.81 |  |  | <0.11 | [54 empty] | SMA 905 | [22 empty] | 70 x 31.8 x 25.8 | [40 empty] | 0.3 |  |  |  | 100 | <0.1 | [6 empty] | -20 to 30 | -20 to 60 | [37 empty] | 0.7 | [65 empty] | >50 | [118 empty] | >0.8 | [74 empty] | Solid-State Laser Pumping, Plastic Welding, Soldering, Heating |  |  | https://www.coherent.com/lasers/laser/diode-lasers/fiber-coupled-laser-diodes/fap-600-and-800-series |  | 2017-09-01
776 | FAP800-R-40W-970.0to990.0-F<6.0-25C | Fiber Coupled Laser Series | Components | CW | 1082412 | Diode | 40000 | [66 empty] | Yes | IR | 980 |  |  |  |  | 10 | 10 |  | 980 | [15 empty] | <6 | [13 empty] | 0.28 | [65 empty] | <54 |  | <7 | [20 empty] | <1.7 | [27 empty] | 0.81 |  |  | <0.11 | [54 empty] | SMA 905 | [22 empty] | 70 x 31.8 x 25.8 | [40 empty] | 0.3 |  |  |  | 100 | <0.1 | [6 empty] | -20 to 30 | -20 to 60 | [37 empty] | 0.7 | [65 empty] | >50 | [118 empty] | >0.8 | [74 empty] | Solid-State Laser Pumping, Plastic Welding, Soldering, Heating |  |  | https://www.coherent.com/lasers/laser/diode-lasers/fiber-coupled-laser-diodes/fap-600-and-800-series |  | 2017-09-01
777 | FAP800-50W-805.0to811.0-FW90E<4.5-25C | Fiber Coupled Laser Series | Components | CW | 1124386 | Diode | 50000 | [66 empty] | Yes | Near IR | 808 |  |  |  |  | 3 | 3 |  | 808 | [15 empty] | <4.5 | [13 empty] | 0.28 | [65 empty] | <65 |  | 8 to 11 | [20 empty] | <2.2 | [27 empty] | 0.81 |  |  | <0.14 | [54 empty] | SMA 905 | [22 empty] | 70 x 31.8 x 25.8 | [40 empty] | 0.3 |  |  |  | 100 | <0.1 | [6 empty] | -20 to 30 | -20 to 60 | [37 empty] | 0.7 | [65 empty] | >40 | [118 empty] | >0.8 | [74 empty] | Solid-State Laser Pumping, Plastic Welding, Soldering, Heating |  |  | https://www.coherent.com/lasers/laser/diode-lasers/fiber-coupled-laser-diodes/fap-600-and-800-series |  | 2017-09-01
778 | FAP800-70W-800.0to820.0-FW90E<5.0-25C | Fiber Coupled Laser Series | Components | CW | 1295614 | Diode | 70000 | [66 empty] | Yes | Near IR | 810 |  |  |  |  | 10 | 10 |  | 810 | [15 empty] | <8 | [13 empty] | 0.28 | [65 empty] | <85 |  | 11 | [20 empty] | <2.2 | [27 empty] | 0.81 |  |  | <0.16 | [54 empty] | SMA 905 | [22 empty] | 70 x 31.8 x 25.8 | [40 empty] | 0.3 |  |  |  | 100 | <0.1 | [6 empty] | -20 to 30 | -20 to 60 | [37 empty] | 0.7 | [65 empty] | >45 | [118 empty] | >0.9 | [74 empty] | Solid-State Laser Pumping, Plastic Welding, Soldering, Heating |  |  | https://www.coherent.com/lasers/laser/diode-lasers/fiber-coupled-laser-diodes/fap-600-and-800-series |  | 2017-09-01
779 | G-Stack Diode Lasers | G-Stack Diode Lasers | Components | QCW |  | Diode | 3200 |  |  | 3200 | [63 empty] | Yes | Near IR | 808 |  |  |  |  | 3 | 3 |  | 808 ± 3 | [15 empty] | <3 | [13 empty] | 0.28 | [41 empty] | <=500000 | [20 empty] | 240 |  |  | <220 | 25 | 30 | [20 empty] | 2 | [9 empty] | 2 | [59 empty] | TM | [38 empty] | 3.4 x 28.8 x 7.9 | [84 empty] | 25 | 15 to 35 |  |  | -40 to 60 | [56 empty] | 400 | [27 empty] | <=4 | [8 empty] | <35 | [8 empty] | GH2-7: 2 to 7 bar stack, GH8-16: 8 to 16 bar stack | [67 empty] | up to 3200 | 200 | [16 empty] | <12 | [76 empty] | https://www.coherent.com/lasers/laser/diode-lasers/g-stack-diode-lasers |  | 2017-09-01
780 | Horizontal Arrays | Horizontal Arrays | Components | CW, QCW |  | Diode |  | 3120000 | 80000 | 3200000 | [63 empty] | Yes | Near IR | 808 |  |  |  |  | 3 | 3 | [120 empty] | <14 | [463 empty] | https://www.coherent.com/lasers/laser/horizontal-diode-laser-arrays |  | 2017-10-12
781 | PulseLife CW Horizontal Array - 2 Bar Arrays 80W | Horizontal Arrays | Components | CW, QCW |  | Diode | 80000 | [10 empty] | 40 | [55 empty] | Yes | Near IR | 808 |  |  |  |  | 3 | 3 |  | 808 ± 3 | [15 empty] | <3 | [13 empty] | 0.28 | [62 empty] | 55 |  |  | <50 (45 typ) | 25 | [21 empty] | 4.5 | [9 empty] | 2 | [98 empty] | 32.26 x 11.43 x 12.44 | [84 empty] | 25 | 15 to 35 |  |  | -40 to 60 | [93 empty] | <35 | [94 empty] | <10 | [42 empty] | 100 | <=100 | >1.5 | <40 | Distilled or clean tap water | [29 empty] | https://www.coherent.com/lasers/laser/horizontal-diode-laser-arrays |  | 2017-09-01
782 | PulseLife CW Horizontal Array - 2 Bar Arrays 100W | Horizontal Arrays | Components | CW, QCW |  | Diode | 100000 | [10 empty] | 50 | [55 empty] | Yes | Near IR | 808 |  |  |  |  | 3 | 3 |  | 808 ± 3 | [15 empty] | <3 | [13 empty] | 0.28 | [62 empty] | 65 |  |  | <60 (55 typ) | 25 | [21 empty] | 4.5 | [9 empty] | 2 | [98 empty] | 32.26 x 11.43 x 12.44 | [84 empty] | 25 | 15 to 35 |  |  | -40 to 60 | [93 empty] | <35 | [94 empty] | <10 | [42 empty] | 100 | <=100 | >1.5 | <40 | Distilled or clean tap water | [29 empty] | https://www.coherent.com/lasers/laser/horizontal-diode-laser-arrays |  | 2017-09-01
783 | PulseLife CW Horizontal Array - 3 Bar Arrays 120W | Horizontal Arrays | Components | CW, QCW |  | Diode | 120000 | [10 empty] | 40 | [55 empty] | Yes | Near IR | 808 |  |  |  |  | 3 | 3 |  | 808 ± 3 | [15 empty] | <3 | [13 empty] | 0.28 | [62 empty] | 55 |  |  | <50 (45 typ) | 25 | [21 empty] | 7 | [9 empty] | 2 | [98 empty] | 34.54 x 11.43 x 12.44 | [84 empty] | 25 | 15 to 35 |  |  | -40 to 60 | [93 empty] | <35 | [94 empty] | <10 | [42 empty] | 100 | <=100 | >1.5 | <40 | Distilled or clean tap water | [29 empty] | https://www.coherent.com/lasers/laser/horizontal-diode-laser-arrays |  | 2017-09-01
784 | PulseLife CW Horizontal Array - 3 Bar Arrays 150W | Horizontal Arrays | Components | CW, QCW |  | Diode | 150000 | [10 empty] | 50 | [55 empty] | Yes | Near IR | 808 |  |  |  |  | 3 | 3 |  | 808 ± 3 | [15 empty] | <3 | [13 empty] | 0.28 | [62 empty] | 65 |  |  | <60 (55 typ) | 25 | [21 empty] | 7 | [9 empty] | 2 | [98 empty] | 34.54 x 11.43 x 12.44 | [84 empty] | 25 | 15 to 35 |  |  | -40 to 60 | [93 empty] | <35 | [94 empty] | <10 | [42 empty] | 100 | <=100 | >1.5 | <40 | Distilled or clean tap water | [29 empty] | https://www.coherent.com/lasers/laser/horizontal-diode-laser-arrays |  | 2017-09-01
785 | PulseLife QCW Horizontal Array - 5 Bar Arrays 500W | Horizontal Arrays | Components | QCW |  | Diode | 500000 | [64 empty] | 100 |  | Yes | Near IR | 808 |  |  |  |  | 3 | 3 |  | 808 ± 3 | [15 empty] | <3 | [13 empty] | 0.28 | [65 empty] | <120 (109 typical) | [22 empty] | 11 | [108 empty] | 19.56 x 76.2 x 6.35 | [84 empty] | 25 | 15 to 35 |  |  | -30 to 60 | [93 empty] | <35 | [94 empty] | <10 | [76 empty] | https://www.coherent.com/lasers/laser/horizontal-diode-laser-arrays |  | 2017-09-01
786 | PulseLife QCW Horizontal Array - 5 Bar Arrays 1000W | Horizontal Arrays | Components | QCW |  | Diode | 1000000 | [64 empty] | 200 |  | Yes | Near IR | 808 |  |  |  |  | 3 | 3 |  | 808 ± 3 | [15 empty] | <4 | [13 empty] | 0.28 | [65 empty] | <250 (225 typical) | [22 empty] | 14 | [108 empty] | 19.56 x 76.2 x 6.35 | [84 empty] | 25 | 15 to 35 |  |  | -30 to 60 | [93 empty] | <35 | [94 empty] | <10 | [76 empty] | https://www.coherent.com/lasers/laser/horizontal-diode-laser-arrays |  | 2017-09-01
787 | PulseLife G-Stack - GH2-7 | Horizontal Arrays | Components | QCW |  | Diode | 3200000 | [66 empty] | Yes | Near IR | 808 |  |  |  |  | 3 | 3 |  | 808 ± 3 | [15 empty] | <3 | [13 empty] | 0.28 | [41 empty] | <=500000 | [20 empty] | 240 |  |  | <220 | 25 | 30 | [20 empty] | 2 | [69 empty] | TM | [38 empty] | 25.1 x 10.8 x 7.9 | [84 empty] | 25 | 15 to 35 |  |  | -40 to 60 | [56 empty] | 400 | [27 empty] | <=4 | [8 empty] | <35 | [8 empty] | GH2-7: 2 to 7 bar stack, GH8-16: 8 to 16 bar stack | [67 empty] | up to 3200 | 200 | [16 empty] | <12 | [76 empty] | https://www.coherent.com/lasers/laser/diode-lasers/horizontal-diode-laser-arrays |  | 2017-09-01
788 | PulseLife G-Stack - GH8-16 | Horizontal Arrays | Components | QCW |  | Diode | 3200000 | [66 empty] | Yes | Near IR | 808 |  |  |  |  | 3 | 3 |  | 808 ± 3 | [15 empty] | <3 | [13 empty] | 0.28 | [41 empty] | <=500000 | [20 empty] | 240 |  |  | <220 | 25 | 30 | [20 empty] | 2 | [69 empty] | TM | [38 empty] | 28.8 x 10.8 x 7.9 | [84 empty] | 25 | 15 to 35 |  |  | -40 to 60 | [56 empty] | 400 | [27 empty] | <=4 | [8 empty] | <35 | [8 empty] | GH2-7: 2 to 7 bar stack, GH8-16: 8 to 16 bar stack | [67 empty] | up to 3200 | 200 | [16 empty] | <12 | [76 empty] | https://www.coherent.com/lasers/laser/diode-lasers/horizontal-diode-laser-arrays |  | 2017-09-01
789 | Single Emitter Diode Lasers | Single Emitter Diode Lasers | Components | CW |  | Diode |  | 5400 | 1600 | 7000 | [63 empty] | Yes | Near IR | 780 | 830 | 50 | [124 empty] | 2 | [108 empty] | 2.18 x 6.35 x 7.87 | [351 empty] | Laser Pumping, Medical, Materials Processing, Illumination |  |  | https://www.coherent.com/lasers/laser/diode-lasers/single-emitter-diode-lasers |  | 2017-10-12
790 | Single Emitter Diode Lasers, 780-830 nm - 1.6W 100 μm | Single Emitter Diode Lasers | Components | CW |  | Diode | 1600 | [30 empty] | 1.6 | 1.6 | [34 empty] | Yes | Near IR | 780 | 830 | 50 | [8 empty] | 780 to 830 | 808 ±3 | [11 empty] | <3 | [13 empty] | 0.28 | [65 empty] | <2 (1.7 typical) |  | 0.3 | [20 empty] | 2 | [69 empty] | TM | [38 empty] | 2.18 x 6.35 x 7.87 | [84 empty] | 25 | 15 to 35 |  |  | -40 to 60 | [87 empty] | 100 | [6 empty] | 31 | <4 | [92 empty] | <10 | [73 empty] | Laser Pumping, Medical, Materials Processing, Illumination |  |  | https://www.coherent.com/lasers/laser/diode-lasers/single-emitter-diode-lasers |  | 2017-09-01
791 | Single Emitter Diode Lasers, 780-830 nm - 3.2W 90 μm | Single Emitter Diode Lasers | Components | CW |  | Diode | 3200 | [30 empty] | 3.2 | 3.2 | [34 empty] | Yes | Near IR | 780 | 830 | 50 | [8 empty] | 780 to 830 | 808 ±3 | [11 empty] | <3 | [13 empty] | 0.28 | [65 empty] | <3.5 (3 typical) |  | 0.5 | [20 empty] | 2 | [69 empty] | TE | [38 empty] | 2.18 x 6.35 x 7.87 | [84 empty] | 25 | 15 to 35 |  |  | -40 to 60 | [87 empty] | 90 | [6 empty] | 29 | <4 | [92 empty] | <10 | [73 empty] | Laser Pumping, Medical, Materials Processing, Illumination |  |  | https://www.coherent.com/lasers/laser/diode-lasers/single-emitter-diode-lasers |  | 2017-09-01
792 | Single Emitter Diode Lasers, 780-830 nm - 2.5W 150 μm | Single Emitter Diode Lasers | Components | CW |  | Diode | 2500 | [30 empty] | 2.5 | 2.5 | [34 empty] | Yes | Near IR | 780 | 830 | 50 | [8 empty] | 780 to 830 | 808 ±3 | [11 empty] | <3 | [13 empty] | 0.28 | [65 empty] | <3 (2.8 typical) |  | 0.5 | [20 empty] | 2 | [69 empty] | TM | [38 empty] | 2.18 x 6.35 x 7.87 | [84 empty] | 25 | 15 to 40 |  |  | -40 to 60 | [87 empty] | 150 | [6 empty] | 31 | <4 | [92 empty] | <10 | [73 empty] | Laser Pumping, Medical, Materials Processing, Illumination |  |  | https://www.coherent.com/lasers/laser/diode-lasers/single-emitter-diode-lasers |  | 2017-09-01
793 | Single Emitter Diode Lasers, 780-830 nm - 5W 140 μm | Single Emitter Diode Lasers | Components | CW |  | Diode | 5000 | [30 empty] | 5 | 5 | [34 empty] | Yes | Near IR | 780 | 830 | 50 | [8 empty] | 780 to 830 | 808 ±3 | [11 empty] | <3 | [13 empty] | 0.28 | [65 empty] | <5.5 (4.8 typical) |  | 0.8 | [20 empty] | 2 | [69 empty] | TE | [38 empty] | 2.18 x 6.35 x 7.87 | [84 empty] | 25 | 15 to 40 |  |  | -40 to 60 | [87 empty] | 140 | [6 empty] | 29 | <4 | [92 empty] | <10 | [73 empty] | Laser Pumping, Medical, Materials Processing, Illumination |  |  | https://www.coherent.com/lasers/laser/diode-lasers/single-emitter-diode-lasers |  | 2017-09-01
794 | Single Emitter Diode Lasers, 780-830 nm - 7W 200 μm | Single Emitter Diode Lasers | Components | CW |  | Diode | 7000 | [30 empty] | 7 | 7 | [34 empty] | Yes | Near IR | 780 | 830 | 50 | [8 empty] | 780 to 830 | 808 ±3 | [11 empty] | <3 | [13 empty] | 0.28 | [65 empty] | <8.5 (8 typical) |  | 1.1 | [20 empty] | 2 | [69 empty] | TE | [38 empty] | 2.18 x 6.35 x 7.87 | [84 empty] | 25 | 15 to 35 |  |  | -40 to 60 | [87 empty] | 200 | [6 empty] | 29 | <4 | [92 empty] | <10 | [73 empty] | Laser Pumping, Medical, Materials Processing, Illumination |  |  | https://www.coherent.com/lasers/laser/diode-lasers/single-emitter-diode-lasers |  | 2017-09-01
795 | Unmounted Diode Laser Bars (UMB) | Unmounted Diode Laser Bars | Components | CW |  | Diode |  | 497000 | 3000 | 500000 | [63 empty] | Yes | Near IR | 780 | 1470 | 690 | [124 empty] | <2.5 | [460 empty] | Laser Pumping, Medical, Materials Processing, Illumination |  |  | https://www.coherent.com/lasers/laser/diode-lasers/unmounted-diode-laser-bars-umb |  | 2017-10-12
796 | Unmounted Diode Laser Chips (UMCs), 780-830 nm - 3W 100 μm x 2mm | Unmounted Diode Laser Bars | Components | CW |  | Diode | 3000 | [66 empty] | Yes | Near IR | 780 | 830 | 50 | [8 empty] | 780 to 830 | [12 empty] | <3 | [13 empty] | 0.28 | [65 empty] | <3 (2.7 typical) |  | 0.5 typical | [20 empty] | 2 | [69 empty] | TE | [26 empty] | 2 | [187 empty] | 21 | 100 | 500 |  |  | >20000 |  | 31 | [94 empty] | <10 | [11 empty] | 500 | 11.5 x 2 | 135 | [59 empty] | Laser Pumping, Medical, Materials Processing, Illumination |  |  | https://www.coherent.com/lasers/laser/diode-lasers/unmounted-diode-laser-bars-umb |  | 2017-09-01
797 | Unmounted Diode Laser Chips (UMCs), 780-830 nm - 3.5W 100 μm x 2mm | Unmounted Diode Laser Bars | Components | CW |  | Diode | 3500 | [66 empty] | Yes | Near IR | 780 | 830 | 50 | [8 empty] | 780 to 830 | [12 empty] | <3 | [13 empty] | 0.28 | [65 empty] | <3.5 (3 typical) |  | 0.5 typical | [20 empty] | 2 | [69 empty] | TE | [26 empty] | 2 | [187 empty] | 21 | 100 | 500 |  |  | >20000 |  | 29 | [94 empty] | <10 | [11 empty] | 500 | 11.5 x 2 | 135 | [59 empty] | Laser Pumping, Medical, Materials Processing, Illumination |  |  | https://www.coherent.com/lasers/laser/diode-lasers/unmounted-diode-laser-bars-umb |  | 2017-09-01
798 | Unmounted Diode Laser Chips (UMCs), 780-830 nm - 5W 200 μm x 2mm | Unmounted Diode Laser Bars | Components | CW |  | Diode | 5000 | [66 empty] | Yes | Near IR | 780 | 830 | 50 | [8 empty] | 780 to 830 | [12 empty] | <3 | [13 empty] | 0.28 | [65 empty] | <5.5 (5 typical) |  | 1.1 typical | [20 empty] | 2.1 | [69 empty] | TE | [26 empty] | 2 | [187 empty] | 21 | 200 | 500 |  |  | >20000 |  | 31 | [94 empty] | <10 | [11 empty] | 500 | 11.5 x 2 | 135 | [59 empty] | Laser Pumping, Medical, Materials Processing, Illumination |  |  | https://www.coherent.com/lasers/laser/diode-lasers/unmounted-diode-laser-bars-umb |  | 2017-09-01
799 | Unmounted Diode Laser Chips (UMCs), 780-830 nm - 7W 200 μm x 2mm | Unmounted Diode Laser Bars | Components | CW |  | Diode | 7000 | [66 empty] | Yes | Near IR | 780 | 830 | 50 | [8 empty] | 780 to 830 | [12 empty] | <3 | [13 empty] | 0.28 | [65 empty] | <8.5 (8 typical) |  | 1.1 typical | [20 empty] | 2 | [69 empty] | TE | [26 empty] | 2 | [187 empty] | 21 | 200 | 500 |  |  | >20000 |  | 29 | [94 empty] | <10 | [11 empty] | 500 | 11.5 x 2 | 135 | [59 empty] | Laser Pumping, Medical, Materials Processing, Illumination |  |  | https://www.coherent.com/lasers/laser/diode-lasers/unmounted-diode-laser-bars-umb |  | 2017-09-01
800 | Unmounted Diode Laser Bars (UMBs) 780-830 nm - 40W 18FFx2mm TE | Unmounted Diode Laser Bars | Components | CW |  | Diode | 40000 | [65 empty] | 40 | Yes | Near IR | 780 | 830 | 50 | [8 empty] | 780 to 830 | 808 ±3 | [11 empty] | <3 | [13 empty] | 0.28 | [65 empty] | <46 (42 typical) |  | 8 typical | [20 empty] | 2 | [69 empty] | TE | [26 empty] | 2 | [156 empty] | 18FFX2mm | [30 empty] | 19 | 90 | 500 |  |  |  |  | 31 |  |  |  |  | 18 | [89 empty] | <10 | [73 empty] | Laser Pumping, Medical, Materials Processing, Illumination |  |  | https://www.coherent.com/lasers/laser/diode-lasers/unmounted-diode-lasers-bars-umb |  | 2017-09-01
801 | Unmounted Diode Laser Bars (UMBs) 780-830 nm - 60W 18FFx2mm TE-Plus | Unmounted Diode Laser Bars | Components | CW |  | Diode | 60000 | [65 empty] | 60 | Yes | Near IR | 780 | 830 | 50 | [8 empty] | 780 to 830 | 808 ±3 | [11 empty] | <3 | [13 empty] | 0.28 | [65 empty] | <62 (58 typical) |  | 8 typical | [20 empty] | 2 | [69 empty] | TE | [26 empty] | 2 | [156 empty] | 18FFx2mm | [30 empty] | 19 | 90 | 500 |  |  |  |  | 29 |  |  |  |  | 18 | [89 empty] | <10 | [73 empty] | Laser Pumping, Medical, Materials Processing, Illumination |  |  | https://www.coherent.com/lasers/laser/diode-lasers/unmounted-diode-laser-bars-umb |  | 2017-09-01
802 | Unmounted Diode Laser Bars (UMBs) 780-830 nm - 40W 30FFx1mm TM | Unmounted Diode Laser Bars | Components | CW |  | Diode | 40000 | [65 empty] | 40 | Yes | Near IR | 780 | 830 | 50 | [8 empty] | 780 to 830 | 808 ±3 | [11 empty] | <3 | [13 empty] | 0.28 | [65 empty] | <46 (40 typical) |  | 8 typical | [20 empty] | 2 | [69 empty] | TM | [26 empty] | 1 | [156 empty] | 30FFx1mm | [30 empty] | 19 | 150 | 500 |  |  |  |  | 31 |  |  |  |  | 30 | [89 empty] | <10 | [73 empty] | Laser Pumping, Medical, Materials Processing, Illumination |  |  | https://www.coherent.com/lasers/laser/diode-lasers/unmounted-diode-laser-bars-umb |  | 2017-09-01
803 | Unmounted Diode Laser Bars (UMBs) 780-830 nm - 50W 30FFx1.5mm TM | Unmounted Diode Laser Bars | Components | CW |  | Diode | 50000 | [65 empty] | 50 | Yes | Near IR | 780 | 830 | 50 | [8 empty] | 780 to 830 | 808 ±3 | [11 empty] | <3 | [13 empty] | 0.28 | [65 empty] | <55 (50 typical) |  | 10 typical | [20 empty] | 2 | [69 empty] | TM | [26 empty] | 1.5 | [156 empty] | 30FFx1.5mm | [30 empty] | 19 | 150 | 500 |  |  |  |  | 31 |  |  |  |  | 30 | [89 empty] | <10 | [73 empty] | Laser Pumping, Medical, Materials Processing, Illumination |  |  | https://www.coherent.com/lasers/laser/diode-lasers/unmounted-diode-laser-bars-umb |  | 2017-09-01
804 | Unmounted Diode Laser Bars (UMBs) 780-830 nm - 60W 28FFx2mm TE | Unmounted Diode Laser Bars | Components | CW |  | Diode | 60000 | [65 empty] | 60 | Yes | Near IR | 780 | 830 | 50 | [8 empty] | 780 to 830 | 808 ±3 | [11 empty] | <3 | [13 empty] | 0.28 | [65 empty] | <70 (65 typical) |  | 12 typical | [20 empty] | 2 | [69 empty] | TE | [26 empty] | 2 | [156 empty] | 28FFx2mm | [30 empty] | 19 | 140 | 500 |  |  |  |  | 31 |  |  |  |  | 28 | [89 empty] | <10 | [73 empty] | Laser Pumping, Medical, Materials Processing, Illumination |  |  | https://www.coherent.com/lasers/laser/diode-lasers/unmounted-diode-laser-bars-umb |  | 2017-09-01
805 | Unmounted Diode Laser Bars (UMBs) 780-830 nm - 80W 28FFx2mm TE-Plus | Unmounted Diode Laser Bars | Components | CW |  | Diode | 80000 | [65 empty] | 80 | Yes | Near IR | 780 | 830 | 50 | [8 empty] | 780 to 830 | 808 ±3 | [11 empty] | <3 | [13 empty] | 0.28 | [65 empty] | <83 (79 typical) |  | 12 typical | [20 empty] | 2 | [69 empty] | TE | [26 empty] | 2 | [156 empty] | 28FFx2mm | [30 empty] | 19 | 140 | 500 |  |  |  |  | 29 |  |  |  |  | 28 | [89 empty] | <10 | [73 empty] | Laser Pumping, Medical, Materials Processing, Illumination |  |  | https://www.coherent.com/lasers/laser/diode-lasers/unmounted-diode-laser-bars-umb |  | 2017-09-01
806 | Unmounted Diode Laser Bars (UMBs) 780-830 nm - 60W 50FFx1mm TM | Unmounted Diode Laser Bars | Components | CW |  | Diode | 60000 | [65 empty] | 60 | Yes | Near IR | 780 | 830 | 50 | [8 empty] | 780 to 830 | 808 ±3 | [11 empty] | <3 | [13 empty] | 0.28 | [65 empty] | <62 (54 typical) |  | 12 typical | [20 empty] | 2 | [69 empty] | TM | [26 empty] | 1 | [156 empty] | 50FFx1mm | [30 empty] | 49 | 100 | 200 |  |  |  |  | 31 |  |  |  |  | 50 | [89 empty] | <10 | [73 empty] | Laser Pumping, Medical, Materials Processing, Illumination |  |  | https://www.coherent.com/lasers/laser/diode-lasers/unmounted-diode-laser-bars-umb |  | 2017-09-01
807 | Unmounted Diode Laser Bars (UMBs) 780-830 nm - 100W 50FFx2mm TE | Unmounted Diode Laser Bars | Components | CW |  | Diode | 100000 | [65 empty] | 100 | Yes | Near IR | 780 | 830 | 50 | [8 empty] | 780 to 830 | 808 ±3 | [11 empty] | <3 | [13 empty] | 0.28 | [65 empty] | <120 |  | <25 typical | [20 empty] | 2 | [69 empty] | TE | [26 empty] | 2 | [156 empty] | 50FFx2mm | [30 empty] | 24 | 200 | 400 |  |  |  |  | 31 |  |  |  |  | 50 | [89 empty] | <10 | [73 empty] | Laser Pumping, Medical, Materials Processing, Illumination |  |  | https://www.coherent.com/lasers/laser/diode-lasers/unmounted-diode-laser-bars-umb |  | 2017-09-01
808 | Unmounted Diode Laser Bars (UMBs) 780-830 nm - 200W QCW 90FFx1mm TM | Unmounted Diode Laser Bars | Components | QCW |  | Diode | 200000 | [65 empty] | 200 | Yes | Near IR | 780 | 830 | 50 | [8 empty] | 780 to 830 | 808 ±3 | [11 empty] | <3 | [13 empty] | 0.28 | [41 empty] | 1000000 | [23 empty] | <200 (180 typical) |  | 22 typical | [20 empty] | 2.2 | [69 empty] | TM | [26 empty] | 1 | [156 empty] | 90FFx1mm | [28 empty] | <=20 (2 nominal) |  | 60 | 150 | 160 |  |  |  |  | 31 |  |  |  |  | 90 | [89 empty] | <10 | [73 empty] | Laser Pumping, Medical, Materials Processing, Illumination |  |  | https://www.coherent.com/lasers/laser/diode-lasers/unmounted-diode-laser-bars-umb |  | 2017-09-01
809 | Unmounted Diode Laser Bars (UMBs) 780-830 nm - 300W QCW 90FFx1.5mm TE | Unmounted Diode Laser Bars | Components | QCW |  | Diode | 300000 | [65 empty] | 300 | Yes | Near IR | 780 | 830 | 50 | [8 empty] | 780 to 830 | 808 ±3 | [11 empty] | <3 | [13 empty] | 0.28 | [41 empty] | 400000 | [23 empty] | <280 (270 typical) |  | 32 typical | [20 empty] | 2.5 | [69 empty] | TE | [26 empty] | 1.5 | [156 empty] | 90FFx1.5mm | [28 empty] | <=10 (7 nominal) |  | 60 | 150 | 160 |  |  |  |  | 31 |  |  |  |  | 90 | [89 empty] | <10 | [73 empty] | Laser Pumping, Medical, Materials Processing, Illumination |  |  | https://www.coherent.com/lasers/laser/diode-lasers/unmounted-diode-laser-bars-umb |  | 2017-09-01
810 | Unmounted Diode Laser Bars (UMBs) 780-830 nm - 500W QCW 50FFx1.5mm TE-Plus | Unmounted Diode Laser Bars | Components | QCW |  | Diode | 500000 | [65 empty] | 500 | Yes | Near IR | 780 | 830 | 50 | [8 empty] | 780 to 830 | 808 ±3 | [11 empty] | <3 | [13 empty] | 0.28 | [41 empty] | 400000 | [23 empty] | <470 (440 typical) |  | 32 typical | [20 empty] | 2.5 | [69 empty] | TE | [26 empty] | 1.5 | [156 empty] | 80FFx1.5mm | [28 empty] | <=10 (7 nominal) |  | 60 | 135 | 160 |  |  |  |  | 29 |  |  |  |  | 90 | [89 empty] | <12 | [73 empty] | Laser Pumping, Medical, Materials Processing, Illumination |  |  | https://www.coherent.com/lasers/laser/diode-lasers/unmounted-diode-laser-bars-umb |  | 2017-09-01
811 | Unmounted Diode Laser Bars (UMBs) 780-830 nm - 500W QCW 80FFx2mm TE-Plus | Unmounted Diode Laser Bars | Components | QCW |  | Diode | 500000 | [65 empty] | 500 | Yes | Near IR | 780 | 830 | 50 | [8 empty] | 780 to 830 | 808 ±3 | [11 empty] | <3 | [13 empty] | 0.28 | [41 empty] | 400000 | [23 empty] | <480 (450 typical) |  | 40 typical | [20 empty] | 2.5 | [69 empty] | TE | [26 empty] | 2 | [156 empty] | 80FFx2.0mm | [28 empty] | <=10 (7 nominal) |  | 60 | 135 | 160 |  |  |  |  | 29 |  |  |  |  | 90 | [89 empty] | <12 | [73 empty] | Laser Pumping, Medical, Materials Processing, Illumination |  |  | https://www.coherent.com/lasers/laser/diode-lasers/unmounted-diode-laser-bars-umb |  | 2017-09-01
812 | Unmounted Diode Laser Bars (UMBs), 965-985 nm - 60W 10FFx4mm | Unmounted Diode Laser Bars | Components | CW |  | Diode | 60000 | [65 empty] | 60 | Yes | Near IR | 965 | 985 | 20 | [8 empty] | 965 to 985 | 975 ± 10 | [11 empty] | <10 | [13 empty] | 0.4 | [65 empty] | <70 (62A typical) |  | 5 typical | [20 empty] | 1.7 | [69 empty] | TE | [26 empty] | 4 | [156 empty] | 10FFx4mm | [30 empty] | 10 | 100 | 1000 |  |  |  |  | 31 |  |  |  |  | 10 | [89 empty] | <10 | [73 empty] | Laser Pumping, Medical, Materials Processing, Illumination |  |  | https://www.coherent.com/lasers/laser/diode-lasers/unmounted-diode-laser-bars-umb |  | 2017-09-01
813 | Unmounted Diode Laser Bars (UMBs), 965-985 nm -100W 18FFx4mm | Unmounted Diode Laser Bars | Components | CW |  | Diode | 100000 | [65 empty] | 100 | Yes | Near IR | 965 | 985 | 20 | [8 empty] | 965 to 985 | 975 ± 10 | [11 empty] | <10 | [13 empty] | 0.4 | [65 empty] | <120 (110A typical) |  | 8 typical | [20 empty] | 1.7 | [69 empty] | TE | [26 empty] | 4 | [156 empty] | 18FFx4mm | [30 empty] | 19 | 90 | 500 |  |  |  |  | 31 |  |  |  |  | 18 | [89 empty] | <10 | [73 empty] | Laser Pumping, Medical, Materials Processing, Illumination |  |  | https://www.coherent.com/lasers/laser/diode-lasers/unmounted-diode-laser-bars-umb |  | 2017-09-01
814 | Unmounted Diode Laser Bars (UMBs), 965-985 nm -150W 30FFx4mm | Unmounted Diode Laser Bars | Components | CW |  | Diode | 150000 | [65 empty] | 150 | Yes | Near IR | 965 | 985 | 20 | [8 empty] | 965 to 985 | 975 ± 10 | [11 empty] | <10 | [13 empty] | 0.4 | [65 empty] | <175 (165A typical) |  | 14 typical | [20 empty] | 1.7 | [69 empty] | TE | [26 empty] | 4 | [156 empty] | 30FFx4mm | [30 empty] | 19 | 150 | 500 |  |  |  |  | 31 |  |  |  |  | 30 | [89 empty] | <10 | [73 empty] | Laser Pumping, Medical, Materials Processing, Illumination |  |  | https://www.coherent.com/lasers/laser/diode-lasers/unmounted-diode-laser-bars-umb |  | 2017-09-01
815 | Unmounted Diode Laser Bars (UMBs), 1060 nm - 40W 20FFx1mm | Unmounted Diode Laser Bars | Components | CW |  | Diode | 40000 | [65 empty] | 40 | Yes | IR | 1060 |  |  |  |  | 20 | 20 |  | 1060 ± 20 | [15 empty] | <10 | [13 empty] | 0.4 | [65 empty] | <49 |  | <4 (2 typical) | [20 empty] | 1.7 | [69 empty] | TE | [26 empty] | 1 | [187 empty] | 19 | 100 | 500 |  |  |  |  | <35 (30 typical) |  |  |  |  | 20 | [89 empty] | <7 | [73 empty] | Medical, Aesthetics, Illumination, Materials Processing |  |  | https://www.coherent.com/lasers/laser/diode-lasers/unmounted-diode-laser-bars-umb |  | 2017-09-01
816 | Unmounted Diode Laser Bars (UMBs), 1060 nm - 100W 50FFx1.5mm | Unmounted Diode Laser Bars | Components | CW |  | Diode | 100000 | [65 empty] | 100 | Yes | IR | 1060 |  |  |  |  | 20 | 20 |  | 1060 ± 20 | [15 empty] | <10 | [13 empty] | 0.4 | [65 empty] | <135 |  | <13 (10 typical) | [20 empty] | 1.7 | [69 empty] | TE | [26 empty] | 1.5 | [187 empty] | 49 | 100 | 200 |  |  |  |  | <35 (30 typical) |  |  |  |  | 50 | [89 empty] | <7 | [73 empty] | Medical, Aesthetics, Illumination, Materials Processing |  |  | https://www.coherent.com/lasers/laser/diode-lasers/unmounted-diode-laser-bars-umb |  | 2017-09-01
817 | Unmounted Diode Laser Bars (UMBs), 1430-1470 nm - 20% fill factor bars (19 x 100 μm emitters) | Unmounted Diode Laser Bars | Components | CW |  | Diode | 35000 | [65 empty] | 35 | Yes | IR | 1430 | 1470 | 40 |  |  | 20 | 20 |  |  |  |  | 1430 to 1470 | 1430 ± 20, 1470 ± 20 | [11 empty] | <20 | [13 empty] | 0.53 | [65 empty] | <90 | [22 empty] | 1.2 | [69 empty] | TE | [26 empty] | 2 | [187 empty] | 19 | 100 | 500 |  |  |  |  | <40 |  |  |  |  | 20 | [89 empty] | <10 | [73 empty] | Medical, Aesthetics, Illumination, Materials Processing |  |  | https://www.coherent.com/lasers/laser/diode-lasers/unmounted-diode-laser-bars-umb |  | 2017-09-01
818 | Astrella Integrated Ti:S Amplifier | Astrella Integrated Ti:S Amplifier | Laser | Ultrafast |  | Ultrafast Amplifier | [67 empty] | Yes | Near IR | 795 | 820 | 25 | [36 empty] | 1 | 1 | [114 empty] | 11 | [80 empty] | 1247 x 755 x 262 | [351 empty] | Time-Resolved Spectroscopy, Multidimensional Spectroscopy, THz Spectroscopy, fs Micromachining, Surface SFG/SHG, Stimulated Raman Scattering |  |  | https://www.coherent.com/lasers/laser/astrella-ultrafast-tisapphire-amplifier |  | 2017-09-01
819 | Astrella-1K-USP | Astrella Integrated Ti:S Amplifier | Laser | Ultrafast |  | Ultrafast Amplifier | [59 empty] | <0.5 | [7 empty] | Yes | Near IR | 795 | 805 | 10 | [5 empty] | 795 to 805 | [30 empty] | 1 | 1 | [13 empty] | >7.0, >5.0 |  |  |  |  | 0.035 | [95 empty] | 11 | [12 empty] | <10 |  | <1.25 | [10 empty] | >100:1 | >1000:1 | [14 empty] | Linear, Horizontal | [6 empty] | TEM00 | [31 empty] | 1247 x 755 x 262 | [258 empty] | REVOLUTION-65, REVOLUTION-50 | [14 empty] | Vitara-S, Vitara-T, or Vitara-T-HP | [77 empty] | Time-Resolved Spectroscopy, Multidimensional Spectroscopy, THz Spectroscopy, fs Micromachining, Surface SFG/SHG, Stimulated Raman Scattering |  |  | https://www.coherent.com/lasers/laser/astrella-ultrafast-tisapphire-amplifier |  | 2017-09-01
820 | Astrella-1K-F | Astrella Integrated Ti:S Amplifier | Laser | Ultrafast |  | Ultrafast Amplifier | [59 empty] | <0.5 | [7 empty] | Yes | Near IR | 780 | 820 | 40 | [5 empty] | 795 to 805 | [30 empty] | 1 | 1 | [13 empty] | >7.0, >5.0 |  |  |  |  | 0.1 | [95 empty] | 11 | [12 empty] | <10 |  | <1.25 | [10 empty] | >100:1 | >1000:1 | [14 empty] | Linear, Horizontal | [6 empty] | TEM00 | [31 empty] | 1247 x 755 x 262 | [258 empty] | REVOLUTION-65, REVOLUTION-50 | [14 empty] | Vitara-S, Vitara-T, or Vitara-T-HP | [77 empty] | Time-Resolved Spectroscopy, Multidimensional Spectroscopy, THz Spectroscopy, fs Micromachining, Surface SFG/SHG, Stimulated Raman Scattering |  |  | https://www.coherent.com/lasers/laser/astrella-ultrafast-tisapphire-amplifier |  | 2017-09-01
821 | EnergyMax Laser Sensors | EnergyMax Laser Sensors | Laser Measurement |  |  |  |  | 19940 | 60 | 20000 | [63 empty] | Yes | Deep UV | 190 | 12000 | 11810 | [39 empty] | <10000 | [529 empty] | <50 | 5e-05 | 0.0002 | [16 empty] | https://www.coherent.com/measurement-control/measurement/energymax-laser-sensors/excimer-laser-energymax-sensors |  | 2017-10-12
822 | J-50MUV-248 | EnergyMax Laser Sensors | Laser Measurement |  | 1110572 | [18 empty] | 15 | [49 empty] | Yes | Deep UV | 190 | 266 | 76 |  |  |  |  | 248 | [34 empty] | 200 | [38 empty] | 86 |  |  |  | 0.5 to 1000 | ±3 |  |  |  | 520 (@248nm, 10 ns) | <16 | [15 empty] | J DB-25 | [39 empty] | 50 | [74 empty] | 2.5 | [160 empty] | ±3 | [15 empty] | MaxUV |  |  |  | DUV | [167 empty] | Excimer Laser EnergyMax Sensors | 50 | 0.0005 | 1 | [16 empty] | https://www.coherent.com/measurement-control/measurement/energymax-laser-sensors/excimer-laser-energymax-sensors |  | 2017-09-01
823 | J-50MUV-193 | EnergyMax Laser Sensors | Laser Measurement |  | 1110575 | [18 empty] | 18 | [49 empty] | Yes | Deep UV | 190 | 266 | 76 |  |  |  |  | 193 | [34 empty] | 200 | [38 empty] | 86 |  |  |  | 0.125 to 250 | ±3 |  |  |  | 400 (@193nm, 10ns) | <4 | [15 empty] | J DB-25 | [39 empty] | 50 | [74 empty] | 2.5 | [160 empty] | ±3 | [15 empty] | MaxUV |  |  |  | DUV | [167 empty] | Excimer Laser EnergyMax Sensors | 50 | 0.000125 | 0.25 | [16 empty] | https://www.coherent.com/measurement-control/measurement/energymax-laser-sensors/excimer-laser-energymax-sensors |  | 2017-09-01
824 | J-25MUV-193 | EnergyMax Laser Sensors | Laser Measurement |  | 1110741 | [18 empty] | 5 | [49 empty] | Yes | Deep UV | 190 | 2100 | 1910 |  |  |  |  | 193 | [34 empty] | 400 | [38 empty] | 43 |  |  |  | 0.05 to 100 | ±3 |  |  |  | 200 (@193nm, 10ns) | <2 | [15 empty] | J DB-25 | [39 empty] | 25 | [74 empty] | 2.5 | [160 empty] | ±3 | [15 empty] | MaxUV |  |  |  | No | [167 empty] | Excimer Laser EnergyMax Sensors | 25 | 5e-05 | 0.1 | [16 empty] | https://www.coherent.com/measurement-control/measurement/energymax-laser-sensors/excimer-laser-energymax-sensors |  | 2017-09-01
825 | J-25MUV-248 | EnergyMax Laser Sensors | Laser Measurement |  | 1110745 | [18 empty] | 5 | [49 empty] | Yes | Deep UV | 190 | 2100 | 1910 |  |  |  |  | 248 | [34 empty] | 400 | [38 empty] | 43 |  |  |  | 0.125 to 250 | ±3 |  |  |  | 260 (@193nm, 10ns) | <4 | [15 empty] | J DB-25 | [39 empty] | 25 | [74 empty] | 2.5 | [160 empty] | ±3 | [15 empty] | MaxUV |  |  |  | No | [167 empty] | Excimer Laser EnergyMax Sensors | 25 | 0.000125 | 0.25 | [16 empty] | https://www.coherent.com/measurement-control/measurement/energymax-laser-sensors/excimer-laser-energymax-sensors |  | 2017-09-01
826 | J-50MT-10KHZ | EnergyMax Laser Sensors | Laser Measurement |  | 1110574 |  | 20000 | [16 empty] | 20 | [49 empty] | Yes | Deep UV | 193 | 2100 | 1907 |  |  |  |  | 1064 | [34 empty] | 10000 | [38 empty] | 1.7 |  |  |  | 0.5 to 1000 | ±3 |  |  |  | 500 (@1064nm, 10ns) | <16 | [15 empty] | J DB-25 | [39 empty] | 50 | [74 empty] | 2.5 | [160 empty] | ±2 | [15 empty] | Diffuse Metallic |  |  |  | No | [167 empty] | High Repetition-Rate EnergyMax Sensors | 50 | 0.0005 | 1 | [16 empty] | https://www.coherent.com/measurement-control/measurement/energymax-laser-sensors/high-repetition-rate-energymax-sensors |  | 2017-09-01
827 | J-25MT-10KHZ | EnergyMax Laser Sensors | Laser Measurement |  | 1110747 |  | 10000 | [16 empty] | 10 | [49 empty] | Yes | Deep UV | 193 | 2100 | 1907 |  |  |  |  | 1064 | [34 empty] | 10000 | [38 empty] | 1.7 |  |  |  | 0.05 to 100 | ±3 |  |  |  | 500 (@1064nm, 10ns) | <2 | [15 empty] | J DB-25 | [39 empty] | 25 | [74 empty] | 2.5 | [160 empty] | ±2 | [15 empty] | Diffuse Metallic |  |  |  | No | [167 empty] | High Repetition-Rate EnergyMax Sensors | 25 | 5e-05 | 0.1 | [16 empty] | https://www.coherent.com/measurement-control/measurement/energymax-laser-sensors/high-repetition-rate-energymax-sensors |  | 2017-09-01
828 | J-10MT-10KHZ | EnergyMax Laser Sensors | Laser Measurement |  | 1110856 |  | 1000 | [16 empty] | 1 | [49 empty] | Yes | Deep UV | 193 | 2100 | 1907 |  |  |  |  | 1064 | [34 empty] | 10000 | [38 empty] | 1.7 |  |  |  | 0.0001 to 0.1 | ±3 |  |  |  | 50 (@1064nm, 10ns) | <0.01 | [15 empty] | J DB-25 | [39 empty] | 10 | [74 empty] | 2.5 | [160 empty] | ±2 | [15 empty] | Diffuse Metallic |  |  |  | No | [167 empty] | High Repetition-Rate EnergyMax Sensors | 10 | 1e-07 | 0.0002 | [16 empty] | https://www.coherent.com/measurement-control/measurement/energymax-laser-sensors/high-repetition-rate-energymax-sensors |  | 2017-09-01
829 | J-50MB-HE | EnergyMax Laser Sensors | Laser Measurement |  | 1110573 |  | 10000 | [16 empty] | 10 | [49 empty] | Yes | Deep UV | 190 | 12000 | 11810 |  |  |  |  | 1064 | [34 empty] | 300 | [38 empty] | 17 |  |  |  | 1 to 2000 | ±3 |  |  |  | 500 (@1064nm, 10ns) | <33 | [15 empty] | J DB-25 | [39 empty] | 50 | [74 empty] | 2.5 | [160 empty] | ±2 | [15 empty] | MaxBlack |  |  |  | No | [167 empty] | Multipurpose EnergyMax Sensors | 50 | 0.001 | 2 | [16 empty] | https://www.coherent.com/measurement-control/measurement/energymax-laser-sensors/multipurpose-energymax-sensors |  | 2017-09-01
830 | J-50MB-LE | EnergyMax Laser Sensors | Laser Measurement |  | 1110576 |  | 10000 | [16 empty] | 10 | [49 empty] | Yes | Deep UV | 190 | 12000 | 11810 |  |  |  |  | 1064 | [34 empty] | 300 | [38 empty] | 17 |  |  |  | 0.25 to 500 | ±3 |  |  |  | 500 (@1064nm, 10ns) | <8 | [15 empty] | J DB-25 | [39 empty] | 50 | [74 empty] | 2.5 | [160 empty] | ±2 | [15 empty] | MaxBlack |  |  |  | No | [167 empty] | Multipurpose EnergyMax Sensors | 50 | 0.00025 | 0.5 | [16 empty] | https://www.coherent.com/measurement-control/measurement/energymax-laser-sensors/multipurpose-energymax-sensors |  | 2017-09-01
831 | J-25MB-LE | EnergyMax Laser Sensors | Laser Measurement |  | 1110743 |  | 5000 | [16 empty] | 5 | [49 empty] | Yes | Deep UV | 190 | 12000 | 11810 |  |  |  |  | 1064 | [34 empty] | 1000 | [38 empty] | 17 |  |  |  | 0.025 to 50 | ±3 |  |  |  | 500 (@1064nm, 10ns) | <16 | [15 empty] | J DB-25 | [39 empty] | 25 | [74 empty] | 2.5 | [160 empty] | ±2 | [15 empty] | MaxBlack |  |  |  | No | [167 empty] | Multipurpose EnergyMax Sensors | 25 | 2.5e-05 | 0.05 | [16 empty] | https://www.coherent.com/measurement-control/measurement/energymax-laser-sensors/multipurpose-energymax-sensors |  | 2017-09-01
832 | J-25MB-HE | EnergyMax Laser Sensors | Laser Measurement |  | 1110746 |  | 5000 | [16 empty] | 5 | [49 empty] | Yes | Deep UV | 190 | 12000 | 11810 |  |  |  |  | 1064 | [34 empty] | 1000 | [38 empty] | 17 |  |  |  | 0.5 to 1000 | ±3 |  |  |  | 500(@1064nm, 10ns) | <16 | [15 empty] | J DB-25 | [39 empty] | 25 | [74 empty] | 2.5 | [160 empty] | ±2 | [15 empty] | MaxBlack |  |  |  | No | [167 empty] | Multipurpose EnergyMax Sensors | 25 | 0.0005 | 1 | [16 empty] | https://www.coherent.com/measurement-control/measurement/energymax-laser-sensors/multipurpose-energymax-sensors |  | 2017-09-01
833 | J-10MB-HE | EnergyMax Laser Sensors | Laser Measurement |  | 1110843 |  | 4000 | [16 empty] | 4 | [49 empty] | Yes | Deep UV | 190 | 12000 | 11810 |  |  |  |  | 1064 | [34 empty] | 1000 | [38 empty] | 17 |  |  |  | 0.01 to 20 | ±3 |  |  |  | 500(@1064nm, 10ns) | <0.5 | [15 empty] | J DB-25 | [39 empty] | 10 | [74 empty] | 2.5 | [160 empty] | ±2 | [15 empty] | MaxBlack |  |  |  | No | [167 empty] | Multipurpose EnergyMax Sensors | 10 | 1e-05 | 0.02 | [16 empty] | https://www.coherent.com/measurement-control/measurement/energymax-laser-sensors/multipurpose-energymax-sensors |  | 2017-09-01
834 | J-10MB-LE | EnergyMax Laser Sensors | Laser Measurement |  | 1110855 |  | 4000 | [16 empty] | 4 | [49 empty] | Yes | Deep UV | 190 | 12000 | 11810 |  |  |  |  | 1064 | [34 empty] | 1000 | [38 empty] | 17 |  |  |  | 0.0003 to 0.6 | ±3 |  |  |  | 500(@1064nm, 10ns) | <0.02 | [15 empty] | J DB-25 | [39 empty] | 10 | [74 empty] | 2.5 | [160 empty] | ±2 | [15 empty] | MaxBlack |  |  |  | No | [167 empty] | Multipurpose EnergyMax Sensors | 10 | 3e-07 | 0.0006 | [16 empty] | https://www.coherent.com/measurement-control/measurement/energymax-laser-sensors/multipurpose-energymax-sensors |  | 2017-09-01
835 | J-25MB-IR | EnergyMax Laser Sensors | Laser Measurement |  | 1110577 |  | 20000 | [16 empty] | 20 | [49 empty] | Yes | Visible | 532 | 2100 | 1568 |  |  |  |  | 1064 | [34 empty] | 20 | [38 empty] | 860 |  |  |  | 1.5 to 3000 | ±3 |  |  |  | 5000 (@1064nm, 10ns) | <50 | [15 empty] | J DB-25 | [39 empty] | 25 | [74 empty] | 2.5 | [160 empty] | ±2 | [15 empty] | MaxBlack |  |  |  | IR | [167 empty] | YAG/Harmonics and IR Sensors | 25 | 0.0015 | 3 | [16 empty] | https://www.coherent.com/measurement-control/measurement/energymax-laser-sensors/yag-harmonics-and-ir-sensors |  | 2017-09-01
836 | J-50MB-YAG | EnergyMax Laser Sensors | Laser Measurement |  | 1110744 |  | 20000 | [16 empty] | 20 | [49 empty] | Yes | Deep UV | 266 | 2100 | 1834 |  |  |  |  | 1064 | [34 empty] | 50 | [38 empty] | 430 |  |  |  | 1.5 to 3000 | ±3 |  |  |  | 14000 (@1064nm, 10ns) | <50 | [15 empty] | J DB-25 | [39 empty] | 50 | [74 empty] | 2.5 | [160 empty] | ±2 | [15 empty] | MaxBlack |  |  |  | YAG | [167 empty] | YAG/Harmonics and IR Sensors | 50 | 0.0015 | 3 | [16 empty] | https://www.coherent.com/measurement-control/measurement/energymax-laser-sensors/yag-harmonics-and-ir-sensors |  | 2017-09-01
837 | J-50MB-IR | EnergyMax Laser Sensors | Laser Measurement |  | 1155722 |  | 15000 | [16 empty] | 15 | [49 empty] | Yes | Visible | 500 | 2940 | 2440 |  |  |  |  | 1064 & 2940 | [34 empty] | 30 | [38 empty] | 1000 |  |  |  | 1 to 3000 | ±3.5 |  |  |  | >10000(@2940nm, 100 µs) | <100 | [15 empty] | J DB-25 | [39 empty] | 50 | [74 empty] | 2.5 | [160 empty] | ±2 (1064nm), ±3 (2940nm) | [15 empty] | MaxBlack |  |  |  | IR | [167 empty] | YAG/Harmonics and IR Sensors | 50 | 0.001 | 3 | [16 empty] | https://www.coherent.com/measurement-control/measurement/energymax-laser-sensors/yag-harmonics-and-ir-sensors |  | 2017-09-01
838 | EnergyMax-USB/RS Sensors | EnergyMax-USB/RS Sensors | Laser Measurement |  |  |  |  | 19940 | 60 | 20000 | [63 empty] | Yes | Deep UV - IR | 190 | 900000 | 899810 | [39 empty] | <10000 | [529 empty] | <50 | 0.00000000075 | 3 | [16 empty] | https://www.coherent.com/measurement-control/main/energymax-usb-rs-sensors |  | 2017-10-12
839 | EnergyMax-RS J-10SI-HE Energy Sensor | EnergyMax-USB/RS Sensors | Laser Measurement |  | 1191427 |  | 60 | [16 empty] | 0.06 | [49 empty] | Yes | IR | 325000 | 900000 | 575000 |  |  |  |  | 532 | [34 empty] | 10000 | [38 empty] | 1 |  |  |  | 7.5e-7 to 0.000775 | ±3 |  |  |  |  | <7.5e-5 | [15 empty] | RS | [39 empty] | 10 | [74 empty] | 3 | [160 empty] | ±3 | [19 empty] | ND2 | [167 empty] | EnergyMax-RS Sensors | 10 | 0.00000000075 | 7.75e-07 | [16 empty] | https://www.coherent.com/measurement-control/measurement/energymax-usb-rs-sensors/energymax-rs-sensors |  | 2017-09-01
840 | EnergyMax-RS J-10MB-LE Energy Sensor | EnergyMax-USB/RS Sensors | Laser Measurement |  | 1191428 |  | 4000 | [16 empty] | 4 | [49 empty] | Yes | Deep UV | 190 | 12000 | 11810 |  |  |  |  | 1064 | [34 empty] | 1000 | [38 empty] | 17 |  |  |  | 0.0005 to 0.6 | ±3 |  |  |  | 500(@ 1064nm, 10ns) | <0.05 | [15 empty] | RS | [39 empty] | 10 | [74 empty] | 3 | [160 empty] | ±2 | [15 empty] | MaxBlack |  |  |  | No | [167 empty] | EnergyMax-RS Sensors | 10 | 5e-07 | 0.0006 | [16 empty] | https://www.coherent.com/measurement-control/measurement/energymax-usb-rs-sensors/energymax-rs-sensors |  | 2017-09-01
841 | EnergyMax-RS J-10MB-HE Energy Sensor | EnergyMax-USB/RS Sensors | Laser Measurement |  | 1191429 |  | 4000 | [16 empty] | 4 | [49 empty] | Yes | Deep UV | 190 | 12000 | 11810 |  |  |  |  | 1064 | [34 empty] | 1000 | [38 empty] | 17 |  |  |  | 0.012 to 20 | ±3 |  |  |  | 500(@ 1064nm, 10ns) | <1.2 | [15 empty] | RS | [39 empty] | 10 | [74 empty] | 3 | [160 empty] | ±2 | [15 empty] | MaxBlack |  |  |  | No | [167 empty] | EnergyMax-RS Sensors | 10 | 1.2e-05 | 0.02 | [16 empty] | https://www.coherent.com/measurement-control/measurement/energymax-usb-rs-sensors/energymax-rs-sensors |  | 2017-09-01
842 | EnergyMax-RS J-50MB-YAG Energy Sensor | EnergyMax-USB/RS Sensors | Laser Measurement |  | 1191430 |  | 20000 | [16 empty] | 20 | [49 empty] | Yes | Deep UV | 266 | 2100 | 1834 |  |  |  |  | 1064 | [34 empty] | 50 | [38 empty] | 340 |  |  |  | 2.4 to 3000 | ±3 |  |  |  | 14000(@ 1064nm, 10ns) | <240 | [15 empty] | RS | [39 empty] | 50 | [74 empty] | 3 | [160 empty] | ±2 | [15 empty] | MaxBlack |  |  |  | YAG | [167 empty] | EnergyMax-RS Sensors | 50 | 0.0024 | 3 | [16 empty] | https://www.coherent.com/measurement-control/measurement/energymax-usb-rs-sensors/energymax-rs-sensors |  | 2017-09-01
843 | EnergyMax-RS J-25MB-LE Energy Sensor | EnergyMax-USB/RS Sensors | Laser Measurement |  | 1191431 |  | 5000 | [16 empty] | 5 | [49 empty] | Yes | Deep UV | 190 | 12000 | 11810 |  |  |  |  | 1064 | [34 empty] | 1000 | [38 empty] | 17 |  |  |  | 0.05 to 50 | ±3 |  |  |  | 500(@ 1064nm, 10ns) | <5 | [15 empty] | RS | [39 empty] | 25 | [74 empty] | 3 | [160 empty] | ±2 | [15 empty] | MaxBlack |  |  |  | No | [167 empty] | EnergyMax-RS Sensors | 25 | 5e-05 | 0.05 | [16 empty] | https://www.coherent.com/measurement-control/measurement/energymax-usb-rs-sensors/energymax-rs-sensors |  | 2017-09-01
844 | EnergyMax-RS J-50MB-HE Energy Sensor | EnergyMax-USB/RS Sensors | Laser Measurement |  | 1191432 |  | 10000 | [16 empty] | 10 | [49 empty] | Yes | Deep UV | 190 | 12000 | 11810 |  |  |  |  | 1064 | [34 empty] | 300 | [38 empty] | 57 |  |  |  | 1.6 to 2000 | ±3 |  |  |  | 500(@ 1064nm, 10ns) | <160 | [15 empty] | RS | [39 empty] | 50 | [74 empty] | 3 | [160 empty] | ±2 | [15 empty] | MaxBlack |  |  |  | No | [167 empty] | EnergyMax-RS Sensors | 50 | 0.0016 | 2 | [16 empty] | https://www.coherent.com/measurement-control/measurement/energymax-usb-rs-sensors/energymax-rs-sensors |  | 2017-09-01
845 | EnergyMax-RS J-50MT-10KHZ Energy Sensor | EnergyMax-USB/RS Sensors | Laser Measurement |  | 1191433 |  | 20000 | [16 empty] | 20 | [49 empty] | Yes | Deep UV | 190 | 2100 | 1910 |  |  |  |  | 1064 | [34 empty] | 10000 | [38 empty] | 1.7 |  |  |  | 0.4 to 1000 | ±3 |  |  |  | 500(@ 1064nm, 10ns) | <40 | [15 empty] | RS | [39 empty] | 50 | [74 empty] | 3 | [160 empty] | ±2 | [15 empty] | Diffuse Metallic |  |  |  | No | [167 empty] | EnergyMax-RS Sensors | 50 | 0.0004 | 1 | [16 empty] | https://www.coherent.com/measurement-control/measurement/energymax-usb-rs-sensors/energymax-rs-sensors |  | 2017-09-01
846 | EnergyMax-USB J-10SI-HE Energy Sensor | EnergyMax-USB/RS Sensors | Laser Measurement |  | 1191434 |  | 60 | [16 empty] | 0.06 | [49 empty] | Yes | IR | 325000 | 900000 | 575000 |  |  |  |  | 532 | [34 empty] | 10000 | [42 empty] | 7.5e-7 to 0.000775 | ±3 |  |  |  |  | <7.5e-8 (@ 532 nm) | [15 empty] | USB | [39 empty] | 10 | [74 empty] | 3 | [160 empty] | ±3 | [19 empty] | ND2 | [167 empty] | EnergyMax-USB Sensors | 10 | 0.00000000075 | 7.75e-07 | [16 empty] | https://www.coherent.com/measurement-control/measurement/energymax-usb-rs-sensors/energymax-usb-sensors |  | 2017-09-01
847 | EnergyMax-USB J-10MB-LE Energy Sensor | EnergyMax-USB/RS Sensors | Laser Measurement |  | 1191435 |  | 4000 | [16 empty] | 4 | [49 empty] | Yes | Deep UV | 190 | 12000 | 11810 |  |  |  |  | 1064 | [34 empty] | 1000 | [42 empty] | 0.0005 to 0.6 | ±3 |  |  |  | 500(@1064nm, 10ns) | <5e-5 | [15 empty] | USB | [39 empty] | 10 | [74 empty] | 3 | [160 empty] | ±2 | [15 empty] | MaxBlack |  |  |  | No | [167 empty] | EnergyMax-USB Sensors | 10 | 5e-07 | 0.0006 | [16 empty] | https://www.coherent.com/measurement-control/measurement/energymax-usb-rs-sensors/energymax-usb-sensors |  | 2017-09-01
848 | EnergyMax-USB J-10MB-HE Energy Sensor | EnergyMax-USB/RS Sensors | Laser Measurement |  | 1191436 |  | 4000 | [16 empty] | 4 | [49 empty] | Yes | Deep UV | 190 | 12000 | 11810 |  |  |  |  | 1064 | [34 empty] | 1000 | [42 empty] | 0.012 to 20 | ±3 |  |  |  | 500(@1064nm, 10ns) | <1.2 | [15 empty] | USB | [39 empty] | 10 | [74 empty] | 3 | [160 empty] | ±2 | [15 empty] | MaxBlack |  |  |  | No | [167 empty] | EnergyMax-USB Sensors | 10 | 1.2e-05 | 0.02 | [16 empty] | https://www.coherent.com/measurement-control/measurement/energymax-usb-rs-sensors/energymax-usb-sensors |  | 2017-09-01
849 | EnergyMax-USB J-50MB-YAG Energy Sensor | EnergyMax-USB/RS Sensors | Laser Measurement |  | 1191437 |  | 20000 | [16 empty] | 20 | [49 empty] | Yes | Deep UV | 266 | 12000 | 11734 |  |  |  |  | 1064 | [34 empty] | 50 | [42 empty] | 2.4 to 3000 | ±3 |  |  |  | 14000(@1064nm, 10ns) | <240 | [15 empty] | USB | [39 empty] | 50 | [74 empty] | 3 | [160 empty] | ±2 | [15 empty] | MaxBlack |  |  |  | YAG | [167 empty] | EnergyMax-USB Sensors | 50 | 0.0024 | 3 | [16 empty] | https://www.coherent.com/measurement-control/measurement/energymax-usb-rs-sensors/energymax-usb-sensors |  | 2017-09-01
850 | EnergyMax-USB J-25MB-LE Energy Sensor | EnergyMax-USB/RS Sensors | Laser Measurement |  | 1191441 |  | 5000 | [16 empty] | 5 | [49 empty] | Yes | Deep UV | 190 | 12000 | 11810 |  |  |  |  | 1064 | [34 empty] | 1000 | [42 empty] | 0.05 to 50 | ±3 |  |  |  | 500(@1064nm, 10ns) | <5e-5 | [15 empty] | USB | [39 empty] | 25 | [74 empty] | 3 | [160 empty] | ±2 | [15 empty] | MaxBlack |  |  |  | No | [167 empty] | EnergyMax-USB Sensors | 25 | 5e-05 | 0.05 | [16 empty] | https://www.coherent.com/measurement-control/measurement/energymax-usb-rs-sensors/energymax-usb-sensors |  | 2017-09-01
851 | EnergyMax-USB J-25MB-HE Energy Sensor | EnergyMax-USB/RS Sensors | Laser Measurement |  | 1191442 |  | 5000 | [16 empty] | 5 | [49 empty] | Yes | Deep UV | 190 | 12000 | 11810 |  |  |  |  | 1064 | [34 empty] | 1000 | [42 empty] | 0.85 to 1000 | ±3 |  |  |  | 500(@1064nm, 10ns) | <85 | [15 empty] | USB | [39 empty] | 25 | [74 empty] | 3 | [160 empty] | ±2 | [15 empty] | MaxBlack |  |  |  | No | [167 empty] | EnergyMax-USB Sensors | 25 | 0.00085 | 1 | [16 empty] | https://www.coherent.com/measurement-control/measurement/energymax-usb-rs-sensors/energymax-usb-sensors |  | 2017-09-01
852 | EnergyMax-USB J-50MB-LE Energy Sensor | EnergyMax-USB/RS Sensors | Laser Measurement |  | 1191443 |  | 10000 | [16 empty] | 10 | [49 empty] | Yes | Deep UV | 190 | 12000 | 11810 |  |  |  |  | 1064 | [34 empty] | 300 | [42 empty] | 0.4 to 500 | ±3 |  |  |  | 500(@1064nm, 10ns) | <40 | [15 empty] | USB | [39 empty] | 50 | [74 empty] | 3 | [160 empty] | ±2 | [15 empty] | MaxBlack |  |  |  | No | [167 empty] | EnergyMax-USB Sensors | 50 | 0.0004 | 0.5 | [16 empty] | https://www.coherent.com/measurement-control/measurement/energymax-usb-rs-sensors/energymax-usb-sensors |  | 2017-09-01
853 | EnergyMax-USB J-50MB-HE Energy Sensor | EnergyMax-USB/RS Sensors | Laser Measurement |  | 1191444 |  | 10000 | [16 empty] | 10 | [49 empty] | Yes | Deep UV | 190 | 12000 | 11810 |  |  |  |  | 1064 | [34 empty] | 300 | [42 empty] | 1.6 to 2000 | ±3 |  |  |  | 500(@1064nm, 10ns) | <160 | [15 empty] | USB | [39 empty] | 50 | [74 empty] | 3 | [160 empty] | ±2 | [15 empty] | MaxBlack |  |  |  | No | [167 empty] | EnergyMax-USB Sensors | 50 | 0.0016 | 2 | [16 empty] | https://www.coherent.com/measurement-control/measurement/energymax-usb-rs-sensors/energymax-usb-sensors |  | 2017-09-01
854 | EnergyMax-USB J-10MT 10KHZ Energy Sensor | EnergyMax-USB/RS Sensors | Laser Measurement |  | 1191445 |  | 1000 | [16 empty] | 1 | [49 empty] | Yes | Deep UV | 190 | 2100 | 1910 |  |  |  |  | 1064 | [34 empty] | 10000 | [42 empty] | 0.0003 to 0.2 | ±3 |  |  |  | 50(@1064nm, 10ns) | <3e-5 | [15 empty] | USB | [39 empty] | 10 | [74 empty] | 3 | [160 empty] | ±2 | [15 empty] | Diffuse Metallic |  |  |  | No | [167 empty] | EnergyMax-USB Sensors | 10 | 3e-07 | 0.0002 | [16 empty] | https://www.coherent.com/measurement-control/measurement/energymax-usb-rs-sensors/energymax-usb-sensors |  | 2017-09-01
855 | EnergyMax-USB J-25MT-10KHZ Energy Sensor | EnergyMax-USB/RS Sensors | Laser Measurement |  | 1191446 |  | 10000 | [16 empty] | 10 | [49 empty] | Yes | Deep UV | 190 | 2100 | 1910 |  |  |  |  | 1064 | [34 empty] | 10000 | [42 empty] | 0.09 to 100 | ±3 |  |  |  | 500(@1064nm, 10ns) | <9 | [15 empty] | USB | [39 empty] | 25 | [235 empty] | ±2 | [15 empty] | Diffuse Metallic |  |  |  | No | [167 empty] | EnergyMax-USB Sensors | 25 | 9e-05 | 0.1 | [16 empty] | https://www.coherent.com/measurement-control/measurement/energymax-usb-rs-sensors/energymax-usb-sensors |  | 2017-09-01
856 | EnergyMax-USB J-50MT-10KHZ Energy Sensor | EnergyMax-USB/RS Sensors | Laser Measurement |  | 1191447 |  | 20000 | [16 empty] | 20 | [49 empty] | Yes | Deep UV | 190 | 2100 | 1910 |  |  |  |  | 1064 | [34 empty] | 10000 | [42 empty] | 0.4 to 1000 | ±3 |  |  |  | 500(@1064nm, 10ns) | <40 | [15 empty] | USB | [39 empty] | 50 | [74 empty] | 3 | [160 empty] | ±2 | [15 empty] | Diffuse Metallic |  |  |  | No | [167 empty] | EnergyMax-USB Sensors | 50 | 0.0004 | 1 | [16 empty] | https://www.coherent.com/measurement-control/measurement/energymax-usb-rs-sensors/energymax-usb-sensors |  | 2017-09-01
857 | EnergyMax-USB J-25MUV-193 Energy Sensor | EnergyMax-USB/RS Sensors | Laser Measurement |  | 1191448 |  | 5000 | [16 empty] | 5 | [49 empty] | Yes | Deep UV | 190 | 2100 | 1910 |  |  |  |  | 193 | [34 empty] | 400 | [42 empty] | 0.09 to 100 | ±3 |  |  |  | 200(@193nm, 10ns) | <9 | [15 empty] | USB | [39 empty] | 25 | [74 empty] | 3 | [160 empty] | ±3 | [15 empty] | MaxUV |  |  |  | No | [167 empty] | EnergyMax-USB Sensors | 25 | 9e-05 | 0.1 | [16 empty] | https://www.coherent.com/measurement-control/measurement/energymax-usb-rs-sensors/energymax-usb-sensors |  | 2017-09-01
858 | EnergyMax-USB J-50MUV-248 with Diffuser Energy Sensor | EnergyMax-USB/RS Sensors | Laser Measurement |  | 1191449 |  | 15000 | [16 empty] | 15 | [49 empty] | Yes | Deep UV | 190 | 266 | 76 |  |  |  |  | 248 | [34 empty] | 200 | [42 empty] | 0.8 to 1000 | ±3 |  |  |  | 520 (@248nm, 10ns) | <80 | [15 empty] | USB | [39 empty] | 50 | [74 empty] | 3 | [160 empty] | ±3 | [15 empty] | MaxUV |  |  |  | DUV | [167 empty] | EnergyMax-USB Sensors | 50 | 0.0008 | 1 | [16 empty] | https://www.coherent.com/measurement-control/measurement/energymax-usb-rs-sensors/energymax-usb-sensors |  | 2017-09-01
859 | Laser Beam Diagnostics | Laser Beam Diagnostics | Laser Measurement | [70 empty] | No | [592 empty] | https://www.coherent.com/measurement-control/main/laser-beam-diagnostics |  | 2017-10-12
860 | BM Mount | Laser Beam Diagnostics | Laser Measurement |  | 1038024 | [68 empty] | No | [572 empty] | BeamMaster USB Knife-Edge Based Beam Profilers | [15 empty] | BeamMaster 360 Degree Rotatial Mount Accessory |  |  |  | https://www.coherent.com/measurement-control/measurement/laser-beam-diagnostics/beammaster-usb-knife-edge-based-beam-profilers |  | 2017-09-01
861 | BeamMaster-USB BM-3 Si-Enhanced | Laser Beam Diagnostics | Laser Measurement |  | 1224012 | [68 empty] | No | [572 empty] | BeamMaster USB Knife-Edge Based Beam Profilers | [15 empty] | Knife-edge profiler; 5mm circular with 3 knife edges; Enhanced Si detector. |  |  |  | https://www.coherent.com/measurement-control/measurement/laser-beam-diagnostics/beammaster-usb-knife-edge-based-beam-profilers |  | 2017-09-01
862 | BeamMaster-USB BM-7 Si-Enhanced | Laser Beam Diagnostics | Laser Measurement |  | 1224014 | [68 empty] | No | [572 empty] | BeamMaster USB Knife-Edge Based Beam Profilers | [15 empty] | Knife-edge profiler; 9mm square with 7 knife edges; Enhanced Si detector. |  |  |  | https://www.coherent.com/measurement-control/measurement/laser-beam-diagnostics/beammaster-usb-knife-edge-based-beam-profilers |  | 2017-09-01
863 | BeamMaster-USB Bm-3 InGaAs (3mm) | Laser Beam Diagnostics | Laser Measurement |  | 1224016 | [68 empty] | No | [572 empty] | BeamMaster USB Knife-Edge Based Beam Profilers | [15 empty] | Knife-edge profiler; 3mm circular with 3 knife edges; InGaAs detector. |  |  |  | https://www.coherent.com/measurement-control/measurement/laser-beam-diagnostics/beammaster-usb-knife-edge-based-beam-profilers |  | 2017-09-01
864 | BeamMaster-USB Bm-7 InGaAs (3mm) | Laser Beam Diagnostics | Laser Measurement |  | 1224018 | [68 empty] | No | [572 empty] | BeamMaster USB Knife-Edge Based Beam Profilers | [15 empty] | Knife-edge profiler; 3mm circular with 7 knife edges; InGaAs detector. |  |  |  | https://www.coherent.com/measurement-control/measurement/laser-beam-diagnostics/beammaster-usb-knife-edge-based-beam-profilers |  | 2017-09-01
865 | BeamMaster-USB Bm-7 InGaAs (5mm) | Laser Beam Diagnostics | Laser Measurement |  | 1224020 | [68 empty] | No | [572 empty] | BeamMaster USB Knife-Edge Based Beam Profilers | [15 empty] | Knife-edge profiler; 5mm circular with 7 knife edges; InGaAs detector. |  |  |  | https://www.coherent.com/measurement-control/measurement/laser-beam-diagnostics/beammaster-usb-knife-edge-based-beam-profilers |  | 2017-09-01
866 | BM C-Mount | Laser Beam Diagnostics | Laser Measurement |  | 33-7147-000 | [68 empty] | No | [572 empty] | BeamMaster USB Knife-Edge Based Beam Profilers | [15 empty] | BeamMaster C-Mount Adapter Plate Accessory |  |  |  | https://www.coherent.com/measurement-control/measurement/laser-beam-diagnostics/beammaster-usb-knife-edge-based-beam-profilers |  | 2017-09-01
867 | LaserCam-HR II | Laser Beam Diagnostics | Laser Measurement | [70 empty] | No | [23 empty] | 190 to 1100 | [548 empty] | LaserCam-HR II | [5 empty] | USB 2.0 |  | CW, Pulsed | [11 empty] | https://www.coherent.com/measurement-control/measurement/laser-beam-diagnostics/lasercam-hr-ii |  | 2017-11-02
868 | LaserCam-HR II 1/2" | Laser Beam Diagnostics | Laser Measurement |  | 1282868 | [68 empty] | No | [23 empty] | 190 to 1100 | [89 empty] | USB 2.0 | [5 empty] | 10 ft. standard A/B cable included | [36 empty] | 0.15 to 4 | [373 empty] | 12-bit | Continuous (CW), pulsed | 13 mW/cm2 at 633 nm | 5 µW/cm2 at 633 nm | 70 mW/cm2 at 1064 nm | 340 µW/cm2 at 1064 nm | 32 mJ/cm2 at 1064nm | Low distortion face plate is removable | OD = 2.5 at 632.8 nm | Laser-grade ND filter | 10 | 15 | 200 (without averaging adjacent pulses) | 4.6 x 4.6 | Trigger in (TTL) | 0.4 mJ/cm2 at 1064 nm | 2 µJ/cm2 at 1064 |  |  |  | 5.9 x 4.8 | 1280 x 1024 | 190 to 355 | 400 to 1100 | 190 to 1100 | BNC receptacle (trigger cable included) | 75 | 1 msec to 500 msec, default at 5 msec | [14 empty] | LaserCam-HR II | [5 empty] | USB 2.0 | 0.15 - 4 | CW, Pulsed | [11 empty] | https://www.coherent.com/measurement-control/measurement/laser-beam-diagnostics/lasercam-hr-ii |  | 2017-09-01
869 | LaserCam-HR II 2/3" | Laser Beam Diagnostics | Laser Measurement |  | 1282870 | [68 empty] | No | [23 empty] | 190 to 1100 | [89 empty] | USB 2.0 | [5 empty] | 10 ft. standard A/B cable included | [36 empty] | 0.2 to 6 | [373 empty] | 14-bit | Continuous (CW), pulsed | 3 mW/cm2 at 633 nm | 2 µW/cm2 at 633 nm | 25 mW/cm2 at 1064 nm | 125 µW/cm2 at 1064 nm | 32 mJ/cm2 at 1064nm | Low distortion face plate is removable | OD = 2.5 at 632.8 nm | Laser-grade ND filter | 10 | 15 | 200 (without averaging adjacent pulses) | 6.5 x 6.5 | Trigger in (TTL) | 0.15 mJ/cm2 at 1064 nm | 0.7 µJ/cm2 at 1064 nm |  |  |  | 8.3 x 6.6 | 1280 x 1024 | 190 to 355 | 400 to 1100 | 190 to 1100 | BNC receptacle (trigger cable included) | 20 | 1 msec to 500 msec, default at 5 msec | [14 empty] | LaserCam-HR II | [5 empty] | USB 2.0 | 1.2 - 6 | CW, Pulsed | [11 empty] | https://www.coherent.com/measurement-control/measurement/laser-beam-diagnostics/lasercam-hr-ii |  | 2017-09-01
870 | LaserCam-HR-InGaAs | Laser Beam Diagnostics | Laser Measurement |  | 1149002 | [68 empty] | No | [23 empty] | 900 to 1700 | [89 empty] | USB 2.0 | [5 empty] | 6 ft. standard A/B cable included | [36 empty] | 0.5 to 6 | [380 empty] | Low distortion face plate is removable |  | NG10 glass, nominal OD = 2.3 | 15 | 25 |  | 30 x 30 | Trigger in (TTL) |  |  | 3.5 mW/cm2 (with LDFP), 50 µW/cm2 (without LDFP) | 350 µW/cm2 (with LDFP), 30 (µW/cm2 (without LDFP) | 5 µJ/cm2 (with LDFP), 0.08 µJ/cm2 (without LDFP) | 9.6 x 7.7 | 320 x 256 |  |  |  | BNC receptacle (trigger cable included) | [16 empty] | LaserCam HR-InGaAs | [5 empty] | USB 2.0 | 0.5 - 6 | CW, Pulsed | [11 empty] | https://www.coherent.com/measurement-control/measurement/laser-beam-diagnostics/lasercam-hr-ingaas |  | 2017-09-01
871 | LaserCam-HR-UV | Laser Beam Diagnostics | Laser Measurement |  | 1149004 | [68 empty] | No | [572 empty] | LaserCam-HR UV | [5 empty] | USB 2.0 | [9 empty] | Including New BeamView-USB 4.4.0 Software |  |  |  | https://www.coherent.com/measurement-control/measurement/laser-beam-diagnostics/lasercam-hr-uv |  | 2017-09-01
872 | ModeMaster PC M-Squared (M2) Beam Propagation Analyzer | Laser Beam Diagnostics | Laser Measurement | [70 empty] | No | [572 empty] | ModeMaster PC M-Squared (M2) Beam Propagation Analyzer | [5 empty] | USB 2.0 | [13 empty] | https://www.coherent.com/measurement-control/measurement/laser-beam-diagnostics/modemaster-pc-m-squared-m2-beam-propagation-analyzer |  | 2017-11-02
873 | ModeMaster PC System UV, Low-Divergence | Laser Beam Diagnostics | Laser Measurement |  | 33-1843-000 | [22 empty] | 10Wc |  |  |  |  | 7.5mWc | [40 empty] | No | [23 empty] | 220 to 680 | [5 empty] | 351 | [112 empty] | ±5% | ±5% of waist diameter +0.1 mm | ±5% | ±5% of divergence +0.04 mrad | ±2% | ±8% of input beam Rayleigh Range | [9 empty] | 25 | [32 empty] | 1.7 |  | 0.24 |  |  |  |  | <5% | [6 empty] | <2% | [180 empty] | 33-1843 | [15 empty] | Silicon | [65 empty] | -1 | [104 empty] | ModeMaster PC M-Squared (M2) Beam Propagation Analyzer | [5 empty] | USB 2.0 | [9 empty] | ModeMaster PC Scan Head, Mount, Control / Interface Console and Software for UV, Low-Divergence beams |  |  |  | https://www.coherent.com/measurement-control/measurement/laser-beam-diagnostics/modemaster-pc-m-squared-m2-beam-propagation-analyzer |  | 2017-09-01
874 | ModeMaster PC system, UV, High-Divergence | Laser Beam Diagnostics | Laser Measurement |  | 33-2106-000 | [22 empty] | 10Wc |  |  |  |  | 7.5mWc | [40 empty] | No | [23 empty] | 220 to 680 | [5 empty] | 351 | [112 empty] | ±5% | ±5% of waist diameter +0.1 mm | ±5% | ±5% of divergence +0.04 mrad | ±2% | ±8% of input beam Rayleigh Range |  | Detector signal output, 0-13V maximum. A/D Control signal out, 0-5V pulse. Trigger (syncs to drum rotation), 0-5V pulse. | [7 empty] | 12 | [32 empty] | 3.2 |  | 0.46 |  |  |  |  | <5% | [6 empty] | <2% | [180 empty] | 33-2106 | [15 empty] | Silicon | [65 empty] | -1S | [104 empty] | ModeMaster PC M-Squared (M2) Beam Propagation Analyzer | [5 empty] | USB 2.0 | [9 empty] | ModeMaster PC Scan Head, Mount, Control / Interface Console and Software for UV, High-Divergence beams |  |  |  | https://www.coherent.com/measurement-control/measurement/laser-beam-diagnostics/modemaster-pc-m-squared-m2-beam-propagation-analyzer |  | 2017-09-01
875 | ModeMaster PC System VIS Low-Divergence | Laser Beam Diagnostics | Laser Measurement |  | 33-2221-000 | [22 empty] | 25Wc |  |  |  |  | 2.5mWc | [40 empty] | No | [23 empty] | 340 to 1000 | [5 empty] | 514 | [112 empty] | ±5% | ±5% of waist diameter +0.1 mm | ±5% | ±5% of divergence +0.04 mrad | ±2% | ±8% of input beam Rayleigh Range |  | Detector signal output, 0-13V maximum. A/D Control signal out, 0-5V pulse. Trigger (syncs to drum rotation), 0-5V pulse. | [7 empty] | 25 | [32 empty] | 2 |  | 0.24 |  |  |  |  | <5% | [6 empty] | <2% | [180 empty] | 33-2221 | [15 empty] | Silicon | [65 empty] | -2 | [104 empty] | ModeMaster PC M-Squared (M2) Beam Propagation Analyzer | [5 empty] | USB 2.0 | [9 empty] | ModeMaster PC Scan Head, Mount, Control / Interface Console and Software for VIS, Low-Divergence beams |  |  |  | https://www.coherent.com/measurement-control/measurement/laser-beam-diagnostics/modemaster-pc-m-squared-m2-beam-propagation-analyzer |  | 2017-09-01
876 | ModeMaster PC System, VIs, High-Divergence | Laser Beam Diagnostics | Laser Measurement |  | 33-2239-000 | [22 empty] | 25Wc |  |  |  |  | 2.5mWc | [40 empty] | No | [23 empty] | 340 to 1000 | [5 empty] | 514 | [112 empty] | ±5% | ±5% of waist diameter +0.1 mm | ±5% | ±5% of divergence +0.04 mrad | ±2% | ±8% of input beam Rayleigh Range |  | Detector signal output, 0-13V maximum. A/D Control signal out, 0-5V pulse. Trigger (syncs to drum rotation), 0-5V pulse. | [7 empty] | 12 | [32 empty] | 3.6 |  | 0.46 |  |  |  |  | <5% | [6 empty] | <2% | [180 empty] | 33-2239 | [15 empty] | Silicon | [65 empty] | -2S | [104 empty] | ModeMaster PC M-Squared (M2) Beam Propagation Analyzer | [5 empty] | USB 2.0 | [9 empty] | ModeMaster PC Scan Head, Mount, Control / Interface Console and Software for VIS, High-Divergence beams |  |  |  | https://www.coherent.com/measurement-control/measurement/laser-beam-diagnostics/modemaster-pc-m-squared-m2-beam-propagation-analyzer |  | 2017-09-01
877 | ModeMaster PC System, NIR, Low-Divergence | Laser Beam Diagnostics | Laser Measurement |  | 33-2387-000 | [22 empty] | 2.5W |  |  |  |  | 2.5mW | [40 empty] | No | [23 empty] | 800 to 1800 | [5 empty] | 1060 | [112 empty] | ±5% | ±5% of waist diameter +0.1 mm | ±5% | ±5% of divergence +0.04 mrad | ±2% | ±8% of input beam Rayleigh Range |  | Detector signal output, 0-13V maximum. A/D Control signal out, 0-5V pulse. Trigger (syncs to drum rotation), 0-5V pulse. | [7 empty] | 25 | [32 empty] | 2.7 |  | 0.25e |  |  |  |  | <5% | [6 empty] | <2% | [180 empty] | 33-2387 | [15 empty] | Germanium | [65 empty] | -3 | [104 empty] | ModeMaster PC M-Squared (M2) Beam Propagation Analyzer | [5 empty] | USB 2.0 | [9 empty] | ModeMaster PC Scan Head, Mount, Control / Interface Console and Software for NIR, Low-Divergence beams |  |  |  | https://www.coherent.com/measurement-control/measurement/laser-beam-diagnostics/modemaster-pc-m-squared-m2-beam-propagation-analyzer |  | 2017-09-01
878 | ModeMaster PC System, NIR, High-Divergence | Laser Beam Diagnostics | Laser Measurement |  | 33-2395 | [22 empty] | 2.5W |  |  |  |  | 2.5mW | [40 empty] | No | [23 empty] | 800 to 1800 | [5 empty] | 1060 | [112 empty] | ±5% | ±5% of waist diameter +0.1 mm | ±5% | ±5% of divergence +0.04 mrad | ±2% | ±8% of input beam Rayleigh Range |  | Detector signal output, 0-13V maximum. A/D Control signal out, 0-5V pulse. Trigger (syncs to drum rotation), 0-5V pulse. | [7 empty] | 12 | [32 empty] | 5 |  | 0.47e |  |  |  |  | <5% | [6 empty] | <2% | [180 empty] | 33-2395 | [15 empty] | Germanium | [65 empty] | -3S | [104 empty] | ModeMaster PC M-Squared (M2) Beam Propagation Analyzer | [5 empty] | USB 2.0 | [13 empty] | https://www.coherent.com/measurement-control/measurement/laser-beam-diagnostics/modemaster-pc-m-squared-m2-beam-propagation-analyzer |  | 2017-09-13
879 | ModeMaster PC System, IR High Divergence | Laser Beam Diagnostics | Laser Measurement |  | 33-2429 | [22 empty] | 20W |  |  |  |  | 400mW | [40 empty] | No | [23 empty] | 1800 to 15000 | [5 empty] | 10600 | [127 empty] | 25 | [32 empty] | 7.2 |  | 1.3 |  |  |  |  | <5% | [6 empty] | <2% | [180 empty] | 33-2429 | [15 empty] | Pyroelectric | [65 empty] | -4 | [104 empty] | ModeMaster PC M-Squared (M2) Beam Propagation Analyzer | [5 empty] | USB 2.0 | [13 empty] | https://www.coherent.com/measurement-control/measurement/laser-beam-diagnostics/modemaster-pc-m-squared-m2-beam-propagation-analyzer |  | 2017-09-13
880 | ModeMaster PC System, IR Low Divergence | Laser Beam Diagnostics | Laser Measurement |  | 33-2437 | [22 empty] | 20W |  |  |  |  | 400mW | [40 empty] | No | [23 empty] | 1800 to 15000 | [5 empty] | 10600 | [127 empty] | 12 | [32 empty] | 14 |  | 2.7 |  |  |  |  | <5% | [6 empty] | <2% | [180 empty] | 33-2437 | [15 empty] | Pyroelectric | [65 empty] | -5 | [104 empty] | ModeMaster PC M-Squared (M2) Beam Propagation Analyzer | [5 empty] | USB 2.0 | [13 empty] | https://www.coherent.com/measurement-control/measurement/laser-beam-diagnostics/modemaster-pc-m-squared-m2-beam-propagation-analyzer |  | 2017-09-13
881 | WaveMaster | Laser Beam Diagnostics | Laser Measurement |  | 33-2650-000 | [61 empty] | Universal 90-250 VAC, 40-72 Hz in; 12 VDC out | [6 empty] | Yes |  | 380 | 1095 | [14 empty] | 0.001 | 2 nm @ 400 nm, 3 nm @ 600 nm, 5 nm @ 1000 nm | 100 mW CW @ 632 nm, 100 mJ pulsed @ 1064 nm | 20 µW CW @ 632 nm, 2 mJ pulsed @ 1064 nm | [25 empty] | CW | single-shot | [268 empty] | -10 to 40 | [9 empty] | -10 to 50 | [11 empty] | <80%, non-condensing |  |  |  | <4 | <4 | [65 empty] | 3 Hz | [162 empty] | WaveMaster Wavelength Meter | [5 empty] | USB 2.0 | [13 empty] | https://www.coherent.com/measurement-control/measurement/laser-beam-diagnostics/wavemaster-wavelength-meter |  | 2017-09-01 | 0.005nm
882 | Silicon Detector 0.22 to 1.0 μm | Laser Beam Diagnostics | Laser Measurement |  | 33-2072-00 | [47 empty] | 100 to 240 VAC, 47 to 63 Hz, 40W maximum | [20 empty] | No | [24 empty] | UV, VIS | [124 empty] | Detector signal outpur, 0 to 13V maximum A/D contorl signal out, 1 to 5V pulse Trigger (syncs to drum rotation), 0 to 5V pulse | [422 empty] | ModeMaster PC Scan Head Modular Components | [15 empty] | Silicon Detector (0.22 - 1.0 µm) |  |  |  | https://www.coherent.com/measurement-control/measurement/laser-beam-diagnostics/modemaster-pc-scan-head-modular-Components |  | 2017-09-01
883 | Germanium Detector 0.8 to 1.8 μm | Laser Beam Diagnostics | Laser Measurement |  | 33-2080-000 | [47 empty] | 100 to 240 VAC, 47 to 63 Hz, 40W maximum | [20 empty] | No | [24 empty] | NIR | [124 empty] | Detector signal outpur, 0 to 13V maximum A/D contorl signal out, 1 to 5V pulse Trigger (syncs to drum rotation), 0 to 5V pulse | [422 empty] | ModeMaster PC Scan Head Modular Components | [15 empty] | Germanium Detector (0.8 - 1.8 µm) |  |  |  | https://www.coherent.com/measurement-control/measurement/laser-beam-diagnostics/modemaster-pc-scan-head-modular-Components |  | 2017-09-01
884 | High-Divergence Lens Kit | Laser Beam Diagnostics | Laser Measurement |  | 33-2114-000 | [47 empty] | 100 to 240 VAC, 47 to 63 Hz, 40W maximum | [20 empty] | No | [24 empty] | UV | [124 empty] | Detector signal outpur, 0 to 13V maximum A/D contorl signal out, 1 to 5V pulse Trigger (syncs to drum rotation), 0 to 5V pulse | [422 empty] | ModeMaster PC Scan Head Modular Components | [15 empty] | High-Divergence Lens Kit (UV-VIS-NIR Body Only) |  |  |  | https://www.coherent.com/measurement-control/measurement/laser-beam-diagnostics/modemaster-pc-scan-head-modular-Components |  | 2017-09-01
885 | High-Divergence Lens Kit | Laser Beam Diagnostics | Laser Measurement |  | 33-2122-000 | [47 empty] | 100 to 240 VAC, 47 to 63 Hz, 40W maximum | [20 empty] | No | [24 empty] | VIS,NIR | [124 empty] | Detector signal outpur, 0 to 13V maximum A/D contorl signal out, 1 to 5V pulse Trigger (syncs to drum rotation), 0 to 5V pulse | [422 empty] | ModeMaster PC Scan Head Modular Components | [15 empty] | High-Divergence Lens Kit (UV-VIS-NIR Body Only) |  |  |  | https://www.coherent.com/measurement-control/measurement/laser-beam-diagnostics/modemaster-pc-scan-head-modular-Components |  | 2017-09-01
886 | Low-Divergence Lens Kit | Laser Beam Diagnostics | Laser Measurement |  | 33-2130-000 | [47 empty] | 100 to 240 VAC, 47 to 63 Hz, 40W maximum | [20 empty] | No | [24 empty] | UV | [124 empty] | Detector signal outpur, 0 to 13V maximum A/D contorl signal out, 1 to 5V pulse Trigger (syncs to drum rotation), 0 to 5V pulse | [422 empty] | ModeMaster PC Scan Head Modular Components | [15 empty] | Low-Divergence Lens Kit (UV-VIS-NIR Body Only) |  |  |  | https://www.coherent.com/measurement-control/measurement/laser-beam-diagnostics/modemaster-pc-scan-head-modular-Components |  | 2017-09-01
887 | Laser Power and Energy Meters | Laser Power and Energy Meters | Laser Measurement | [6 empty] | 300 | [63 empty] | No | [43 empty] | <10 | [532 empty] | Power, Energy | [15 empty] | https://www.coherent.com/measurement-control/main/laser-power-and-energy-meters |  | 2017-10-12
888 | LabMax-TOP | Laser Power and Energy Meters | Laser Measurement |  | 1104622 | [51 empty] | 10 | [16 empty] | No | [43 empty] | 10 sampling (1 every pulse) | [36 empty] | Internal and External (selectable) | [28 empty] | USB and RS-232 | [39 empty] | 0 to 1, 2, or 4 (selectable) |  | Up to 1000 Hz for pyroelectric; 10 Hz for thermopile and optical | [85 empty] | 229 x 152 x 53 | [40 empty] | 1.04 | [37 empty] | 5 to 40 | [9 empty] | -20 to 70 | [28 empty] | Toggle backlight on and off | Onboard context - sensitive help available from any screen |  |  |  | Turn knob to change settings; press knob to save settings |  | Main measure mode including statistics | Turn meter on and off | Set up meter parameters |  |  | Display measured values over a period of time and log data to file |  | View tuning features | Reset ambient offset for thermal and optical sensors | USB flash drive port, USB PC interface port, RS-232 PC interface port, DB-25 sensor port, power jack | Analog output, External trigger input | [35 empty] | 112 x 78 mm backlight graphic LCD, 480 x 320 pixels. Adjustable contrast and viewing angle |  | 3 or 4 digits pyroelectric; 3, 4, or 5 digits thermopile and optical (selectable) | [27 empty] | 4400 mAH rechargeable Li-ion pack | 90 to 260 VAC, 50/60 Hz | [25 empty] | 0.1 | [35 empty] | CE, RoHS, WEEE | [20 empty] | ±1 | [49 empty] | LabMax-TOP |  |  |  | Power, Energy | Yes | USB, RS-232 |  |  | Min., max., mean, range, std. dev., dose, stability; trending, tuning, beam position | Sensor dependent (reference sensor specifications) | 0.1% of full-scale | [8 empty] | https://www.coherent.com/measurement-control/measurement/laser-power-and-energy-meters/labmax-top |  | 2017-09-01 |  |  |  | ±1.0% ±2LSD | Meter accuracy + sensor accuracy | ±1.0%
889 | LabMax-Pro SSIM | Laser Power and Energy Meters | Laser Measurement |  | 1268881 | [52 empty] | 10000 | 10 | 10 | 10 | 20000 | 625000 |  |  |  | 90 to 260VAC, 50/60Hz | [6 empty] | No | [80 empty] | Internal and External | [28 empty] | USB and RS-232 | [39 empty] | 0 to 1, 2, or 4.096 (selectable) | 1 | 19 | [85 empty] | 105 x 105 x 32 | [40 empty] | 0.3 | [37 empty] | 5 to 40 | [9 empty] | -20 to 70 | [22 empty] | Power switch, USB hi-speed port (mini B connector), Trigger output (SMB connector), Analog output (SMB connector), RS-232 port (DB-9F connector) | [22 empty] | DB-25 sensor port, External trigger input (SMB connector, 3 to 5 Vin, 2 to 10 mA, 50 ohm AC, 300 DC impedance), Power jack (12VDC - center positive) | [11 empty] | ±1 |  |  |  |  | CE, RoHS, WEEE | [123 empty] | PM Model Thermopile; PowerMax-Pro; LM Model Thermopile, OP-2 & LM-2 Optical, DB-25 EnergyMax pyroelectric | [8 empty] | ±1 | [49 empty] | LabMax-Pro SSIM |  |  |  | Power | No | USB, RS-232 |  |  | Trending, tuning, histogram, data logging, statistics (min., max., mean, range, std. dev., dose, stability), pulse shape and pulse energy (with PowerMax-Pro in High Speed and Snapshot mode), long pulse Joules with thermopiles, beam position with LM Model thermopiles | Sensor dependent (reference sensor specifications) | At 10Hz speed: 0.1, At 20 KHz high speed: 0.2 | [8 empty] | https://www.coherent.com/measurement-control/measurement/laser-power-and-energy-meters/labmax-pro-ssim |  | 2017-09-01 |  |  |  | ±1 | Meter + Sensor | ±1
890 | LabMaxTOP with GPIB | Laser Power and Energy Meters | Laser Measurement |  | 1104620 | [51 empty] | 10 | [16 empty] | No | [43 empty] | 10 sampling (1 every pulse) | [36 empty] | Internal and External (selectable) | [28 empty] | GPIB, USB, and RS-232 | [39 empty] | 0 to 1, 2, or 4 (selectable) |  | Up to 1000 Hz for pyroelectric; 10 Hz for thermopile and optical | [85 empty] | 229 x 152 x 53 | [40 empty] | 1.04 | [37 empty] | 5 to 40 | [9 empty] | -20 to 70 | [28 empty] | Toggle backlight on and off | Onboard context - sensitive help available from any screen |  |  |  | Turn knob to change settings; press knob to save settings |  | Main measure mode including statistics | Turn meter on and off | Set up meter parameters |  |  | Display measured values over a period of time and log data to file |  | View tuning features | Reset ambient offset for thermal and optical sensors | USB flash drive port, USB PC interface port, RS-232 PC interface port, DB-25 sensor port, power jack | Analog output, External trigger input, GPIB PC interface port | [35 empty] | 112 x 78 mm backlight graphic LCD, 480 x 320 pixels. Adjustable contrast and viewing angle |  | 3 or 4 digits pyroelectric; 3, 4, or 5 digits thermopile and optical (selectable) | [27 empty] | 4400 mAH rechargeable Li-ion pack | 90 to 260 VAC, 50/60 Hz | [25 empty] | 0.1 | [35 empty] | CE, RoHS, WEEE | [20 empty] | ±1 | [49 empty] | LabMax-TOP with GPIB |  |  |  | Power | No | GPIB, USB, RS-232 |  |  | Min., max., mean, range, std. dev., dose, stability; trending, tuning, beam position | Sensor dependent (reference sensor specifications) | 0.1% of full-scale | [8 empty] | https://www.coherent.com/measurement-control/measurement/laser-power-and-energy-meters/labmax-top-with-gpib |  | 2017-09-01 |  |  |  | ±1.0% ±2LSD | Meter accuracy + sensor accuracy | ±1.0%
891 | LabMax-TO | Laser Power and Energy Meters | Laser Measurement |  | 1104619 | [51 empty] | 10 | [16 empty] | No | [43 empty] | 10 sampling (1 every pulse) | [65 empty] | USB and RS-232 | [39 empty] | 0 to 1, 2, or 4 (selectable) |  | 10 Hz | [85 empty] | 229 x 152 x 53 | [40 empty] | 1.04 | [37 empty] | 5 to 40 | [9 empty] | -20 to 70 | [28 empty] | Toggle backlight on and off | Onboard context - sensitive help available from any screen |  |  |  | Turn knob to change settings; press knob to save settings |  | Main measure mode including statistics | Turn meter on and off | Set up meter parameters |  |  | Display measured values over a period of time and log data to file |  | View tuning features | Reset ambient offset for thermal and optical sensors | USB flash drive port, USB PC interface port, RS-232 PC interface port, DB-25 sensor port, power jack | Analog output | [35 empty] | 112 x 78 mm backlight graphic LCD, 480 x 320 pixels. Adjustable contrast and viewing angle |  | 3, 4, or 5 digits (selectable) | [27 empty] | 4400 mAH rechargeable Li-ion pack | 90 to 260 VAC, 50/60 Hz | [25 empty] | 0.1 | [35 empty] | CE, RoHS, WEEE | [20 empty] | ±1 | [49 empty] | LabMax-TO |  |  |  | Power, Energy | Yes | USB, RS-232 |  |  | Min., max., mean, range, std. dev., dose, stability; trending, tuning, beam position | Sensor dependent (reference sensor specifications) | 0.1% of full-scale | [8 empty] | https://www.coherent.com/measurement-control/measurement/laser-power-and-energy-meters/labmax-to |  | 2017-09-01 |  |  |  | ±1.0% ±2LSD | Meter accuracy + sensor accuracy | ±1.0%
892 | FieldMaxII-TOP | Laser Power and Energy Meters | Laser Measurement |  | 1098580 |  |  |  |  | 300 | [46 empty] | 10 | [16 empty] | No | [43 empty] | 0.3 | [105 empty] | 0 to 1, 2, or 5 (selectable) | [87 empty] | 200 x 100 x 40 | [40 empty] | 0.5 | [37 empty] | 5 to 40 | [9 empty] | -20 to 70 | [23 empty] | J/cm2 (fluence), W/cm2 (power density) | Manually control range; Select Stats parameter; Select and change numerical values | Enter attenuation factor and engage attenuation | Engage auto-ranging with power sensors | Engage display averaging |  |  |  | Display repetition rate | Select joules or watts mode |  | Enter wavelength and engage wavelength compensation |  | Toggle power switch and backlight |  | Set and enter button/Takes local control of meter back from PC | Display statistics: mean, max., min., standard deviation |  | Select trigger level with enegy sensors |  | Reset ambient offset for thermal and optical sensors | Power jack, USB PC interface port, Analog output |  | DB-25 sensor port | [32 empty] | 100 time constant |  | 58 x 73 mm, fixed-segment LCD with backlight | [21 empty] | Power and energy | [6 empty] | 2 to 20% of full-scale, selectable | Rechargeable NiMH battery pack | 100 to 240, 50/60 Hz | [61 empty] | CE, RoHS, WEEE | [20 empty] | ±1 | [49 empty] | FieldMax II-TOP |  |  |  | Power | Mean, max., min., standard deviation | USB 1.1 |  |  |  | Sensor dependent (reference sensor specifications) | 0.1% of full-scale | [8 empty] | https://www.coherent.com/measurement-control/measurement/laser-power-and-energy-meters/fieldmaxii-top |  | 2017-09-01 |  |  |  | ±1.0% ±2LSD | Meter accuracy + sensor accuracy | ±1.0%
893 | FieldMaxII-P | Laser Power and Energy Meters | Laser Measurement |  | 1098581 |  |  |  |  | 300 | [63 empty] | No | [43 empty] | 0.3 | [105 empty] | 0 to 1, 2, or 5 (selectable) | [87 empty] | 200 x 100 x 40 | [40 empty] | 0.5 | [37 empty] | 5 to 40 | [9 empty] | -20 to 70 | [23 empty] | J/cm2 (fluence) | Manually control range; Select Stats parameter; Select and change numerical values | Enter attenuation factor and engage attenuation |  | Engage display averaging |  |  |  | Display repetition rate |  |  | Enter wavelength and engage wavelength compensation |  | Toggle power switch and backlight |  | Set and enter button/Takes local control of meter back from PC | Display statistics: mean, max., min., standard deviation |  | Select trigger level with enegy sensors |  | Zero stats | Power jack, USB PC interface port, Analog output |  | DB-25 sensor port | [32 empty] | 100 time constant |  | 58 x 73 mm, fixed-segment LCD with backlight | [21 empty] | Energy | [6 empty] | 2 to 20% of full-scale, selectable | Rechargeable NiMH battery pack | 100 to 240, 50/60 Hz | [61 empty] | CE, RoHS, WEEE | [20 empty] | ±1 | [49 empty] | FieldMax II-P |  |  |  | Power, Energy | Mean, max., min., standard deviation | USB 1.1 |  |  |  | Sensor dependent (reference sensor specifications) | 0.1% of full-scale | [8 empty] | https://www.coherent.com/measurement-control/measurement/laser-power-and-energy-meters/fieldmaxii-p |  | 2017-09-01 |  |  |  | ±1.0% ±2LSD | Meter accuracy + sensor accuracy | ±1.0%
894 | FieldMaxII To | Laser Power and Energy Meters | Laser Measurement |  | 1098579 |  |  |  |  | 99.9 | [46 empty] | 10 | [16 empty] | No | [149 empty] | 0 to 1, 2, or 5 (selectable) | [87 empty] | 200 x 100 x 40 | [40 empty] | 0.5 | [37 empty] | 5 to 40 | [9 empty] | -20 to 70 | [23 empty] | W/cm2 (power dennsity) | Manually control range; Select Stats parameter; Select and change numerical values | Enter attenuation factor and engage attenuation | Engage auto-ranging with power sensors | Engage display averaging |  |  | Holds displayed values on screen |  |  |  | Enter wavelength and engage wavelength compensation |  | Toggle power switch and backlight |  | Set and enter button/Takes local control of meter back from PC | Display statistics: mean, max., min., standard deviation |  |  |  | Reset ambient offset for thermal and optical sensors | Power jack, USB PC interface port, Analog output |  | DB-25 sensor port | [32 empty] | 100 time constant |  | 58 x 73 mm, fixed-segment LCD with backlight | [21 empty] | Power | [7 empty] | Rechargeable NiMH battery pack | 100 to 240, 50/60 Hz | [61 empty] | CE, RoHS, WEEE | [20 empty] | ±1 | [49 empty] | FieldMax II-TO |  |  |  | Power | Mean, max., min., standard deviation | USB 1.1 |  |  |  | Sensor dependent (reference sensor specifications) | 0.1% of full-scale | [8 empty] | https://www.coherent.com/measurement-control/measurement/laser-power-and-energy-meters/fieldmaxii-to |  | 2017-09-01 |  |  |  | ±1.0% ±2LSD | Meter accuracy + sensor accuracy | ±1.0%
895 | FieldMate | Laser Power and Energy Meters | Laser Measurement |  | 1098297 |  |  |  |  | 10 | [63 empty] | No | [149 empty] | 0 to 2V |  | 20 times/sec. | [85 empty] | 168 x 24 x 20 | [40 empty] | 0.8 | [37 empty] | 5 to 40 | [9 empty] | -20 to 70 | [8 empty] | 0 to 90% |  |  | 0 to 95% |  | -100 to 2000 | -100 to 4000 | [9 empty] | Manually control range, Select and change numerical values |  | Engage auto-ranging | [7 empty] | Enter wavelength compensation |  | Toggle power | [6 empty] | Ambient offset | Power jack connector, analog output, DB-25 smart probe connector | [6 empty] | Tau = 80 ms (2 Hz) | 0 to 3, 60 divisions, and 0 to 10,100 divisions | [25 empty] | >=3 times/sec |  |  | 26 x 89 mm (1.02 x 3.5 in.), fixed-segment LCD | [30 empty] | Two 9V alkaline batteries, 90 to 260 VAC, 50/60 Hz | [21 empty] | 0.01 mW to 29.9 kW (thermopile), 1 nW to 99.9 mW (optical) | ±0.1% of full scale (thermopile and optical) | [109 empty] | FieldMate |  |  |  | Power | No | GPIB, USB, RS-232 | [13 empty] | https://www.coherent.com/measurement-control/measurement/laser-power-and-energy-meters/fieldmate |  | 2017-09-01 |  | ±3% | ±1% of reading ±2 LSD |  | Display unit + sensor accuracy | ±1.0%
896 | Laser Check | Laser Power and Energy Meters | Laser Measurement |  | 1098293 | [68 empty] | No | [572 empty] | LaserCheck |  |  |  | Power, Energy | Yes | USB, RS-232 | [13 empty] | https://www.coherent.com/measurement-control/measurement/laser-power-and-energy-meters/lasercheck |  | 2017-09-01
897 | S-1592 Android Mobile System Bundle | Laser Power and Energy Meters | Laser Measurement |  | 1313361 | [68 empty] | No | [572 empty] | LabMax Mobile App |  |  |  | Power, Energy | Yes | USB, RS-232 | [13 empty] | https://www.coherent.com/measurement-control/measurement/laser-power-and-energy-meters/labmax-pro-mobile-app |  | 2017-09-01
898 | S-1593 iOS Mobile System Bundle | Laser Power and Energy Meters | Laser Measurement |  | 1313363 | [68 empty] | No | [572 empty] | LabMax Mobile App |  |  |  | Power, Energy | Yes | USB, RS-232 | [13 empty] | https://www.coherent.com/measurement-control/measurement/laser-power-and-energy-meters/labmax-pro-mobile-app |  | 2017-09-01
899 | Sensors - Laser Power | Sensors - Laser Power | Laser Measurement |  |  |  |  | 4999990 | 10 | 5000000 | [63 empty] | Yes | Deep UV | 190 | 11000 | 10810 | [588 empty] | https://www.coherent.com/measurement-control/main/sensors-laser-power |  | 2017-10-12
900 | PM10 | Sensors - Laser Power | Laser Measurement |  | 1097901 |  |  |  |  | 10000 | [10 empty] | 30 |  |  |  | 6 | [48 empty] | Yes | Visible | [7 empty] | 514 | [47 empty] | 0.6 | [91 empty] | 19 | [88 empty] | Ø 63 x 36 | [146 empty] | 1 | [15 empty] | Broadband | [104 empty] | 2 |  |  | Yes | [83 empty] | https://www.coherent.com/measurement-control/measurement/sensors-laser-power/air-cooled-thermopile-sensors-to-150w-rohs |  | 2017-09-01
901 | PM30 | Sensors - Laser Power | Laser Measurement |  | 1098314 |  |  |  |  | 30000 | [10 empty] | 50 |  |  |  | 6 | [48 empty] | Yes | Visible | [7 empty] | 514 | [47 empty] | 0.6 | [91 empty] | 19 | [88 empty] | Ø 101 x 56 | [146 empty] | 1 | [15 empty] | Broadband | [104 empty] | 2 |  |  | Yes | [83 empty] | https://www.coherent.com/measurement-control/measurement/sensors-laser-power/air-cooled-thermopile-sensors-to-150w-rohs |  | 2017-09-01
902 | PM2 | Sensors - Laser Power | Laser Measurement |  | 1098329 |  |  |  |  | 5000 | [10 empty] | 5 |  |  |  | 6 | [48 empty] | Yes | Visible | [7 empty] | 514 | [47 empty] | 0.6 | [91 empty] | 19 | [88 empty] | 46 x 51 x 10 | [146 empty] | 1 | [15 empty] | Broadband | [104 empty] | 2 |  |  | Yes | [83 empty] | https://www.coherent.com/measurement-control/measurement/sensors-laser-power/air-cooled-thermopile-sensors-to-150w-rohs |  | 2017-09-01
903 | PM150-50 | Sensors - Laser Power | Laser Measurement |  | 109398 |  |  |  |  | 150000 | [10 empty] | 300 |  |  |  | 6 | [48 empty] | Yes | Visible | [7 empty] | 514 | [47 empty] | 0.6 | [91 empty] | 50 | [88 empty] | Ø 150 x 118 | [146 empty] | 1 | [15 empty] | Broadband | [104 empty] | 5 |  |  | Yes | [83 empty] | https://www.coherent.com/measurement-control/measurement/sensors-laser-power/air-cooled-thermopile-sensors-to-150w-rohs |  | 2017-09-01
904 | PM150 | Sensors - Laser Power | Laser Measurement |  | 1098407 |  |  |  |  | 150000 | [10 empty] | 300 |  |  |  | 6 | [48 empty] | Yes | Visible | [7 empty] | 514 | [47 empty] | 0.6 | [91 empty] | 19 | [88 empty] | Ø 150 x 118 | [146 empty] | 1 | [15 empty] | Broadband | [104 empty] | 2 |  |  | Yes | [83 empty] | https://www.coherent.com/measurement-control/measurement/sensors-laser-power/air-cooled-thermopile-sensors-to-150w-rohs |  | 2017-09-01
905 | PM10X | Sensors - Laser Power | Laser Measurement |  | 1098423 |  |  |  |  | 10000 | [10 empty] | 30 |  |  |  | 6 | [48 empty] | Yes | Visible | [7 empty] | 514 | [47 empty] | 0.6 | [91 empty] | 19 | [88 empty] | Ø 63 x 36 | [146 empty] | 1 | [15 empty] | UV | [104 empty] | 2 |  |  | Yes | [79 empty] | Optimized for excimer lasers |  |  |  | https://www.coherent.com/measurement-control/measurement/sensors-laser-power/air-cooled-thermopile-sensors-to-150w-rohs |  | 2017-09-01
906 | PM150X | Sensors - Laser Power | Laser Measurement |  | 1098455 |  |  |  |  | 150000 | [10 empty] | 300 |  |  |  | 6 | [48 empty] | Yes | Visible | [7 empty] | 514 | [47 empty] | 0.6 | [91 empty] | 50 | [88 empty] | Ø 150 x 118 | [146 empty] | 1 | [15 empty] | UV | [104 empty] | 5 |  |  | Yes | [79 empty] | Optimized for excimer lasers |  |  |  | https://www.coherent.com/measurement-control/measurement/sensors-laser-power/air-cooled-thermopile-sensors-to-150w-rohs |  | 2017-09-01
907 | PM2X | Sensors - Laser Power | Laser Measurement |  | 1098457 |  |  |  |  | 2000 | [10 empty] | 3 |  |  |  | 6 | [48 empty] | Yes | Visible | [7 empty] | 514 | [47 empty] | 0.6 | [91 empty] | 19 | [88 empty] | 46 x 51 x 10 | [146 empty] | 1 | [15 empty] | UV | [104 empty] | 2 |  |  | Yes | [79 empty] | Optimized for excimer lasers |  |  |  | https://www.coherent.com/measurement-control/measurement/sensors-laser-power/air-cooled-thermopile-sensors-to-150w-rohs |  | 2017-09-01
908 | PM100-19C | Sensors - Laser Power | Laser Measurement |  | 1098483 |  |  |  |  | 100000 | [10 empty] | 100 |  |  |  | 6 | [48 empty] | Yes | Visible | [7 empty] | 514 | [47 empty] | 0.6 | [91 empty] | 19 | [88 empty] | 89 x 89 x 32 | [146 empty] | 1 | [15 empty] | Broadband | [104 empty] | 2 |  |  | Yes | [79 empty] | For intermittent use only |  |  |  | https://www.coherent.com/measurement-control/measurement/sensors-laser-power/air-cooled-thermopile-sensors-to-150w-rohs |  | 2017-09-01
909 | PM30X | Sensors - Laser Power | Laser Measurement |  | 1098498 |  |  |  |  | 50000 | [10 empty] | 50 |  |  |  | 6 | [48 empty] | Yes | Visible | [7 empty] | 514 | [47 empty] | 0.6 | [91 empty] | 19 | [88 empty] | Ø 101 x 56 | [146 empty] | 1 | [15 empty] | UV | [104 empty] | 2 |  |  | Yes | [83 empty] | https://www.coherent.com/measurement-control/measurement/sensors-laser-power/air-cooled-thermopile-sensors-to-150w-rohs |  | 2017-09-01
910 | PM300F-50 | Sensors - Laser Power | Laser Measurement |  | 1098417 |  |  |  |  | 300000 | [45 empty] | 0.1 | [17 empty] | Yes | Deep UV | 190 | 11000 | 10810 |  |  |  |  | 514 | [139 empty] | 50 | [88 empty] | 127 x 127 x 127 | [146 empty] | 1 | [15 empty] | Broadband | [191 empty] | https://www.coherent.com/measurement-control/measurement/sensors-laser-power/fan-cooled-thermopile-sensors-to-300w-rohs |  | 2017-09-01
911 | PM200F-50 | Sensors - Laser Power | Laser Measurement |  | 1098472 |  |  |  |  | 200000 | [45 empty] | 0.1 | [17 empty] | Yes | Deep UV | 190 | 11000 | 10810 |  |  |  |  | 514 | [139 empty] | 50 | [88 empty] | 102 x 102 x 114 | [146 empty] | 1 | [15 empty] | Broadband | [191 empty] | https://www.coherent.com/measurement-control/measurement/sensors-laser-power/fan-cooled-thermopile-sensors-to-300w-rohs |  | 2017-09-01
912 | PM200F-19 | Sensors - Laser Power | Laser Measurement |  | 1098480 |  |  |  |  | 200000 | [45 empty] | 0.1 | [17 empty] | Yes | Deep UV | 190 | 11000 | 10810 |  |  |  |  | 514 | [139 empty] | 19 | [88 empty] | 102 x 102 x 114 | [146 empty] | 1 | [15 empty] | Broadband | [191 empty] | https://www.coherent.com/measurement-control/measurement/sensors-laser-power/fan-cooled-thermopile-sensors-to-300w-rohs |  | 2017-09-01
913 | PM300F-50X | Sensors - Laser Power | Laser Measurement |  | 1098481 |  |  |  |  | 300000 | [45 empty] | 0.1 | [17 empty] | Yes | Deep UV | 150 | 1000 | 850 |  |  |  |  | 514 | [139 empty] | 50 | [88 empty] | 127 x 127 x 127 | [146 empty] | 1 | [15 empty] | UV | [191 empty] | https://www.coherent.com/measurement-control/measurement/sensors-laser-power/fan-cooled-thermopile-sensors-to-300w-rohs |  | 2017-09-01
914 | PM300F-19 | Sensors - Laser Power | Laser Measurement |  | 1098509 |  |  |  |  | 300000 | [45 empty] | 0.1 | [17 empty] | Yes | Deep UV | 190 | 11000 | 10810 |  |  |  |  | 514 | [139 empty] | 19 | [88 empty] | 127 x 127 x 127 | [146 empty] | 1 | [15 empty] | Broadband | [191 empty] | https://www.coherent.com/measurement-control/measurement/sensors-laser-power/fan-cooled-thermopile-sensors-to-300w-rohs |  | 2017-09-01
915 | PM200F-50X | Sensors - Laser Power | Laser Measurement |  | 1113493 |  |  |  |  | 200000 | [45 empty] | 0.1 | [17 empty] | Yes | Deep UV | 150 | 1000 | 850 |  |  |  |  | 514 | [139 empty] | 50 | [88 empty] | 102 x 102 x 114 | [146 empty] | 1 | [15 empty] | UV | [191 empty] | https://www.coherent.com/measurement-control/measurement/sensors-laser-power/fan-cooled-thermopile-sensors-to-300w-rohs |  | 2017-09-01
916 | PM1K | Sensors - Laser Power | Laser Measurement |  | 1098392 |  |  |  |  | 1000000 | [14 empty] | See Apps Note | [48 empty] | Yes | Deep UV | 190 | 11000 | 10810 |  |  |  |  | 1064 | [47 empty] | 0.6 | [91 empty] | 50 | [88 empty] | Ø 120 x 59 | [146 empty] | 3 | [15 empty] | Broadband | [107 empty] | Yes | [63 empty] | High Power Water-Cooled Thermopile Sensors to 5kW (RoHS) | [19 empty] | https://www.coherent.com/measurement-control/measurement/sensors-laser-power/high-power-water-cooled-thermopile-sensors-to-5kw-rohs |  | 2017-09-01
917 | PM5K | Sensors - Laser Power | Laser Measurement |  | 1098454 |  |  |  |  | 5000000 | [14 empty] | See Apps Note | [48 empty] | Yes | Deep UV | 190 | 11000 | 10810 |  |  |  |  | 1064 | [47 empty] | 0.6 | [91 empty] | 50 | [88 empty] | Ø 120 x 59 | [146 empty] | 3 | [15 empty] | Broadband | [107 empty] | Yes | [63 empty] | High Power Water-Cooled Thermopile Sensors to 5kW (RoHS) | [19 empty] | https://www.coherent.com/measurement-control/measurement/sensors-laser-power/high-power-water-cooled-thermopile-sensors-to-5kw-rohs |  | 2017-09-01
918 | PM3K | Sensors - Laser Power | Laser Measurement |  | 1098462 |  |  |  |  | 3000000 | [14 empty] | See Apps Note | [48 empty] | Yes | Deep UV | 190 | 11000 | 10810 |  |  |  |  | 1064 | [47 empty] | 0.6 | [91 empty] | 50 | [88 empty] | Ø 120 x 59 | [146 empty] | 3 | [15 empty] | Broadband | [107 empty] | Yes | [63 empty] | High Power Water-Cooled Thermopile Sensors to 5kW (RoHS) | [19 empty] | https://www.coherent.com/measurement-control/measurement/sensors-laser-power/high-power-water-cooled-thermopile-sensors-to-5kw-rohs |  | 2017-09-01
919 | PM300 | Sensors - Laser Power | Laser Measurement |  | 1141474 |  |  |  |  | 300000 | [14 empty] | See Apps Note | [48 empty] | Yes | Deep UV | 190 | 11000 | 10810 |  |  |  |  | 514 | [47 empty] | 0.6 | [91 empty] | 19 | [88 empty] | Ø 76 x 56 | [146 empty] | 1 | [15 empty] | Broadband | [107 empty] | Yes | [63 empty] | High Power Water-Cooled Thermopile Sensors to 5kW (RoHS) | [19 empty] | https://www.coherent.com/measurement-control/measurement/sensors-laser-power/high-power-water-cooled-thermopile-sensors-to-5kw-rohs |  | 2017-09-01
920 | LM-2 VIS | Sensors - Laser Power | Laser Measurement |  | 1098298 |  |  |  |  | 50 | [14 empty] | 1 | [30 empty] | 1e-09 | [17 empty] | Yes | Violet | 400 | 1060 | 660 | [144 empty] | 7.9 | [88 empty] | Ø 29 x 19 | [146 empty] | 5 | [123 empty] | Yes | [63 empty] | High-Sensitivity Optical Sensors (RoHS) | [15 empty] | Silicon |  |  |  | https://www.coherent.com/measurement-control/measurement/sensors-laser-power/high-sensitivity-optical-sensors-rohs |  | 2017-09-01
921 | OP-2 VIS | Sensors - Laser Power | Laser Measurement |  | 1098313 |  |  |  |  | 50 | [14 empty] | 1 | [30 empty] | 1e-09 | [17 empty] | Yes | Violet | 400 | 1060 | 660 | [144 empty] | 7.9 | [88 empty] | Ø 29 x 19 | [146 empty] | 5 | [123 empty] | Yes | [63 empty] | High-Sensitivity Optical Sensors (RoHS) | [15 empty] | Silicon |  |  |  | https://www.coherent.com/measurement-control/measurement/sensors-laser-power/high-sensitivity-optical-sensors-rohs |  | 2017-09-01
922 | LM-2 IR | Sensors - Laser Power | Laser Measurement |  | 1098342 |  |  |  |  | 10 | [14 empty] | 0.5 | [30 empty] | 1e-09 | [17 empty] | Yes | Near IR | 800 | 1550 | 750 | [144 empty] | 5 | [88 empty] | Ø 29 x 19 | [146 empty] | 4.5 | [123 empty] | Yes | [63 empty] | High-Sensitivity Optical Sensors (RoHS) | [15 empty] | Germanium |  |  |  | https://www.coherent.com/measurement-control/measurement/sensors-laser-power/high-sensitivity-optical-sensors-rohs |  | 2017-09-01
923 | LM-2 UV | Sensors - Laser Power | Laser Measurement |  | 1098390 |  |  |  |  | 30 | [14 empty] | 0.3 | [30 empty] | 1e-09 | [17 empty] | Yes | Deep UV | 250 | 400 | 150 | [144 empty] | 6 | [88 empty] | Ø 29 x 19 | [146 empty] | 8 | [123 empty] | Yes | [63 empty] | High-Sensitivity Optical Sensors (RoHS) | [15 empty] | Silicon |  |  |  | https://www.coherent.com/measurement-control/measurement/sensors-laser-power/high-sensitivity-optical-sensors-rohs |  | 2017-09-01
924 | OP-2 UV | Sensors - Laser Power | Laser Measurement |  | 1098401 |  |  |  |  | 30 | [14 empty] | 0.3 | [30 empty] | 1e-09 | [17 empty] | Yes | Deep UV | 250 | 400 | 150 | [144 empty] | 6 | [88 empty] | Ø 29 x 19 | [146 empty] | 8 | [123 empty] | Yes | [63 empty] | High-Sensitivity Optical Sensors (RoHS) | [15 empty] | Silicon |  |  |  | https://www.coherent.com/measurement-control/measurement/sensors-laser-power/high-sensitivity-optical-sensors-rohs |  | 2017-09-01
925 | OP-2 IR | Sensors - Laser Power | Laser Measurement |  | 1098416 |  |  |  |  | 10 | [14 empty] | 0.5 | [30 empty] | 1e-09 | [17 empty] | Yes | Near IR | 800 | 1800 | 1000 | [144 empty] | 5 | [88 empty] | Ø 29 x 19 | [146 empty] | 4.5 | [123 empty] | Yes | [63 empty] | High-Sensitivity Optical Sensors (RoHS) | [15 empty] | Germanium |  |  |  | https://www.coherent.com/measurement-control/measurement/sensors-laser-power/high-sensitivity-optical-sensors-rohs |  | 2017-09-01
926 | PM3 | Sensors - Laser Power | Laser Measurement |  | 1098336 |  |  |  |  | 2000 | [14 empty] | 0.5 | [30 empty] | 5e-05 | [17 empty] | Yes | Deep UV | 300 | 11000 | 10700 |  |  |  |  | 514 | [47 empty] | 0.05 | [91 empty] | 19 | [88 empty] | Ø 63 x 36 | [146 empty] | 1 | [15 empty] | Black | [104 empty] | 2 |  |  | Yes | [63 empty] | High-Sensitivity Thermopile Sensors to 2W (RoHS) | [19 empty] | https://www.coherent.com/measurement-control/measurement/sensors-laser-power/high-sensitivity-thermopile-sensors-to-2w-rohs |  | 2017-09-01
927 | PS19Q | Sensors - Laser Power | Laser Measurement |  | 1098341 |  |  |  |  | 1000 | [14 empty] | 0.5 | [30 empty] | 1e-05 | [17 empty] | Yes | Deep UV | 300 | 2000 | 1700 |  |  |  |  | 514 | [47 empty] | 0.05 | [91 empty] | 19 | [88 empty] | Ø 84 x 49 | [146 empty] | 1 | [15 empty] | Black | [104 empty] | 2 |  |  | Yes | [63 empty] | High-Sensitivity Thermopile Sensors to 2W (RoHS) | [19 empty] | https://www.coherent.com/measurement-control/measurement/sensors-laser-power/high-sensitivity-thermopile-sensors-to-2w-rohs |  | 2017-09-01
928 | PS10 | Sensors - Laser Power | Laser Measurement |  | 1098350 |  |  |  |  | 1000 | [14 empty] | 0.5 | [30 empty] | 1e-05 | [17 empty] | Yes | Deep UV | 300 | 11000 | 10700 |  |  |  |  | 514 | [47 empty] | 0.05 | [91 empty] | 10 | [88 empty] | Ø 84 x 49 | [146 empty] | 1 | [15 empty] | Black | [104 empty] | 2 |  |  | Yes | [63 empty] | High-Sensitivity Thermopile Sensors to 2W (RoHS) | [19 empty] | https://www.coherent.com/measurement-control/measurement/sensors-laser-power/high-sensitivity-thermopile-sensors-to-2w-rohs |  | 2017-09-01
929 | PS10Q | Sensors - Laser Power | Laser Measurement |  | 1098400 |  |  |  |  | 1000 | [14 empty] | 0.5 | [30 empty] | 1e-05 | [17 empty] | Yes | Deep UV | 300 | 2000 | 1700 |  |  |  |  | 514 | [47 empty] | 0.05 | [91 empty] | 10 | [88 empty] | Ø 84 x 49 | [146 empty] | 1 | [15 empty] | Black | [104 empty] | 2 |  |  | Yes | [63 empty] | High-Sensitivity Thermopile Sensors to 2W (RoHS) | [19 empty] | https://www.coherent.com/measurement-control/measurement/sensors-laser-power/high-sensitivity-thermopile-sensors-to-2w-rohs |  | 2017-09-01
930 | PS19Q | Sensors - Laser Power | Laser Measurement |  | 1098413 |  |  |  |  | 1000 | [14 empty] | 0.5 | [30 empty] | 1e-05 | [17 empty] | Yes | Deep UV | 300 | 11000 | 10700 |  |  |  |  | 514 | [47 empty] | 0.05 | [91 empty] | 19 | [88 empty] | Ø 84 x 49 | [146 empty] | 1 | [15 empty] | Black | [104 empty] | 2 |  |  | Yes | [63 empty] | High-Sensitivity Thermopile Sensors to 2W (RoHS) | [19 empty] | https://www.coherent.com/measurement-control/measurement/sensors-laser-power/high-sensitivity-thermopile-sensors-to-2w-rohs |  | 2017-09-01
931 | PM3Q | Sensors - Laser Power | Laser Measurement |  | 1098419 |  |  |  |  | 2000 | [14 empty] | 0.5 | [30 empty] | 5e-05 | [17 empty] | Yes | Deep UV | 300 | 2000 | 1700 |  |  |  |  | 514 | [47 empty] | 0.05 | [91 empty] | 10 | [88 empty] | Ø 63 x 36 | [146 empty] | 1 | [15 empty] | Black | [104 empty] | 2 |  |  | Yes | [63 empty] | High-Sensitivity Thermopile Sensors to 2W (RoHS) | [19 empty] | https://www.coherent.com/measurement-control/measurement/sensors-laser-power/high-sensitivity-thermopile-sensors-to-2w-rohs |  | 2017-09-01
932 | PM5K-100 | Sensors - Laser Power | Laser Measurement |  | 1098461 |  |  |  |  | 5000000 | [10 empty] | 7500 |  |  |  | See Apps Note | [30 empty] | 1 | [17 empty] | Yes | Deep UV | 190 | 11000 | 10810 |  |  |  |  | 1064 | [47 empty] | 0.6 | [91 empty] | 100 | [88 empty] | Ø 170 x 59 | [146 empty] | 3 | [15 empty] | Broadband | [107 empty] | Yes | [63 empty] | Large-Area High-Power Water-Cooled Thermopile Sensors to 5kW (RoHS) | [19 empty] | https://www.coherent.com/measurement-control/measurement/sensors-laser-power/large-area-high-power-water-cooled-thermopile-sensors-to-5kw-rohs |  | 2017-09-01
933 | PM1K-100 | Sensors - Laser Power | Laser Measurement |  | 1098490 |  |  |  |  | 1000000 | [10 empty] | 1500 |  |  |  | See Apps Note | [30 empty] | 1 | [17 empty] | Yes | Deep UV | 190 | 11000 | 10810 |  |  |  |  | 1064 | [47 empty] | 0.6 | [91 empty] | 100 | [88 empty] | Ø 170 x 59 | [146 empty] | 3 | [15 empty] | Broadband | [107 empty] | Yes | [63 empty] | Large-Area High-Power Water-Cooled Thermopile Sensors to 5kW (RoHS) | [19 empty] | https://www.coherent.com/measurement-control/measurement/sensors-laser-power/large-area-high-power-water-cooled-thermopile-sensors-to-5kw-rohs |  | 2017-09-01
934 | PM5K-200 | Sensors - Laser Power | Laser Measurement |  | 1098505 |  |  |  |  | 5000000 | [10 empty] | 7500 |  |  |  | See Apps Note | [30 empty] | 1 | [17 empty] | Yes | Deep UV | 190 | 11000 | 10810 |  |  |  |  | 1064 | [47 empty] | 0.6 | [91 empty] | 200 | [88 empty] | Ø 283 x 59 | [146 empty] | 3 | [15 empty] | Broadband | [107 empty] | Yes | [63 empty] | Large-Area High-Power Water-Cooled Thermopile Sensors to 5kW (RoHS) | [19 empty] | https://www.coherent.com/measurement-control/measurement/sensors-laser-power/large-area-high-power-water-cooled-thermopile-sensors-to-5kw-rohs |  | 2017-09-01
935 | PM3K-100 | Sensors - Laser Power | Laser Measurement |  | 1098506 |  |  |  |  | 3000000 | [10 empty] | 4000 |  |  |  | See Apps Note | [30 empty] | 1 | [17 empty] | Yes | Deep UV | 190 | 11000 | 10810 |  |  |  |  | 1064 | [47 empty] | 0.6 | [91 empty] | 100 | [88 empty] | Ø 170 x 59 | [146 empty] | 3 | [15 empty] | Broadband | [107 empty] | Yes | [63 empty] | Large-Area High-Power Water-Cooled Thermopile Sensors to 5kW (RoHS) | [19 empty] | https://www.coherent.com/measurement-control/measurement/sensors-laser-power/large-area-high-power-water-cooled-thermopile-sensors-to-5kw-rohs |  | 2017-09-01
936 | PM150-19B | Sensors - Laser Power | Laser Measurement |  | 1098321 | [19 empty] | 26 |  |  |  | 20 |  | 150 | [42 empty] | Yes | Deep UV | 190 | 11000 | 10810 |  |  |  |  | 514 | [47 empty] | 0.6 | [91 empty] | 19 | [88 empty] | 51 x 51 x 30 | [146 empty] | 1 | [15 empty] | Broadband | [107 empty] | Yes | [63 empty] | Off-the-shelf OEM Power Sensors (RoHS) | [15 empty] | OEM-style, BNC connector |  |  |  | https://www.coherent.com/measurement-control/measurement/sensors-laser-power/off-the-shelf-oem-power-sensors-rohs |  | 2017-09-01
937 | PM1K-36B | Sensors - Laser Power | Laser Measurement |  | 1098333 | [19 empty] | 26 |  |  |  | 40 |  | 1000 | [42 empty] | Yes | Deep UV | 190 | 11000 | 10810 |  |  |  |  | 1064 | [47 empty] | 0.6 | [91 empty] | 36 | [88 empty] | 83 x 83 x 22 | [146 empty] | 5 | [15 empty] | Broadband | [107 empty] | Yes | [63 empty] | Off-the-shelf OEM Power Sensors (RoHS) | [15 empty] | OEM-style, BNC connector |  |  |  | https://www.coherent.com/measurement-control/measurement/sensors-laser-power/off-the-shelf-oem-power-sensors-rohs |  | 2017-09-01
938 | PM10-19A | Sensors - Laser Power | Laser Measurement |  | 1098334 | [19 empty] | 26 |  |  |  | 5 |  | 10 | [42 empty] | Yes | Deep UV | 190 | 11000 | 10810 |  |  |  |  | 514 | [47 empty] | 0.6 | [91 empty] | 19 | [88 empty] | 51 x 51 x 38 | [146 empty] | 1 | [15 empty] | Broadband | [107 empty] | Yes | [63 empty] | Off-the-shelf OEM Power Sensors (RoHS) | [15 empty] | OEM-style, amplified, 4-pin connector |  |  |  | https://www.coherent.com/measurement-control/measurement/sensors-laser-power/off-the-shelf-oem-power-sensors-rohs |  | 2017-09-01
939 | PM10-19B | Sensors - Laser Power | Laser Measurement |  | 1098343 | [19 empty] | 26 |  |  |  | 5 |  | 10 | [42 empty] | Yes | Deep UV | 190 | 11000 | 10810 |  |  |  |  | 514 | [47 empty] | 0.6 | [91 empty] | 19 | [88 empty] | 51 x 51 x 30 | [146 empty] | 1 | [15 empty] | Broadband | [107 empty] | Yes | [63 empty] | Off-the-shelf OEM Power Sensors (RoHS) | [15 empty] | OEM-style, BNC connector |  |  |  | https://www.coherent.com/measurement-control/measurement/sensors-laser-power/off-the-shelf-oem-power-sensors-rohs |  | 2017-09-01
940 | PM150-50B | Sensors - Laser Power | Laser Measurement |  | 1098415 | [19 empty] | 26 |  |  |  | 80 |  | 150 | [42 empty] | Yes | Deep UV | 190 | 11000 | 10810 |  |  |  |  | 514 | [47 empty] | 0.6 | [91 empty] | 50 | [88 empty] | 89 x 89 x 32 | [146 empty] | 1 | [15 empty] | Broadband | [107 empty] | Yes | [63 empty] | Off-the-shelf OEM Power Sensors (RoHS) | [15 empty] | OEM-style, BNC connector |  |  |  | https://www.coherent.com/measurement-control/measurement/sensors-laser-power/off-the-shelf-oem-power-sensors-rohs |  | 2017-09-01
941 | PM150-19A | Sensors - Laser Power | Laser Measurement |  | 1098418 | [19 empty] | 26 |  |  |  | 20 |  | 150 | [42 empty] | Yes | Deep UV | 190 | 11000 | 10810 |  |  |  |  | 514 | [47 empty] | 0.6 | [91 empty] | 19 | [88 empty] | 51 x 51 x 38 | [146 empty] | 1 | [15 empty] | Broadband | [107 empty] | Yes | [63 empty] | Off-the-shelf OEM Power Sensors (RoHS) | [15 empty] | OEM-style, amplified, 4-pin connector |  |  |  | https://www.coherent.com/measurement-control/measurement/sensors-laser-power/off-the-shelf-oem-power-sensors-rohs |  | 2017-09-01
942 | BeamFinder | Sensors - Laser Power | Laser Measurement |  | 1098427 | [19 empty] | 2.5 | [48 empty] | Yes | Deep UV | 300 | 10600 | 10300 |  |  |  |  | 10600 | [47 empty] | 1.1 | [91 empty] | 35 | [88 empty] | 84 x 84 x 25 | [146 empty] | 5 | [15 empty] | H | [107 empty] | Yes | [63 empty] | Off-the-shelf OEM Power Sensors (RoHS) | [15 empty] | Position sensing |  |  |  | https://www.coherent.com/measurement-control/measurement/sensors-laser-power/off-the-shelf-oem-power-sensors-rohs |  | 2017-09-01
943 | PM150-50XB | Sensors - Laser Power | Laser Measurement |  | 1098441 | [19 empty] | 26 |  |  |  | 80 |  | 150 | [42 empty] | Yes | Deep UV | 150 | 1000 | 850 |  |  |  |  | 514 | [47 empty] | 0.6 | [91 empty] | 50 | [88 empty] | 89 x 89 x 32 | [146 empty] | 1 | [15 empty] | UV | [107 empty] | Yes | [63 empty] | Off-the-shelf OEM Power Sensors (RoHS) | [15 empty] | OEM-style, BNC connector, optimized for excimer lasers |  |  |  | https://www.coherent.com/measurement-control/measurement/sensors-laser-power/off-the-shelf-oem-power-sensors-rohs |  | 2017-09-01
944 | PM150-50A | Sensors - Laser Power | Laser Measurement |  | 1098510 | [19 empty] | 26 |  |  |  | 80 |  | 150 | [42 empty] | Yes | Deep UV | 190 | 11000 | 10810 |  |  |  |  | 514 | [47 empty] | 0.6 | [91 empty] | 50 | [88 empty] | 89 x 89 x 38 | [146 empty] | 1 | [15 empty] | Broadband | [107 empty] | Yes | [63 empty] | Off-the-shelf OEM Power Sensors (RoHS) | [15 empty] | OEM-style, amplified, 4-pin connector |  |  |  | https://www.coherent.com/measurement-control/measurement/sensors-laser-power/off-the-shelf-oem-power-sensors-rohs |  | 2017-09-01
945 | PM10V1 | Sensors - Laser Power | Laser Measurement |  | 1098338 |  |  |  |  | 10000 | [45 empty] | 0.001 | [17 empty] | Yes | Deep UV | 250 | 300 | 50 |  |  |  |  | 514 | [228 empty] | Ø 63 x 36 | [146 empty] | 1 | [123 empty] | Yes | [63 empty] | Off-the-shelf OEM Power Sensors (RoHS) | [19 empty] | https://www.coherent.com/measurement-control/measurement/sensors-laser-power/high-peak-power-thermopile-sensors-rohs |  | 2017-09-01
946 | PM30V1 | Sensors - Laser Power | Laser Measurement |  | 1098429 |  |  |  |  | 30000 | [45 empty] | 0.01 | [17 empty] | Yes | Deep UV | 250 | 300 | 50 |  |  |  |  | 514 | [228 empty] | Ø 101 x 56 | [146 empty] | 1 | [123 empty] | Yes | [63 empty] | Off-the-shelf OEM Power Sensors (RoHS) | [19 empty] | https://www.coherent.com/measurement-control/measurement/sensors-laser-power/high-peak-power-thermopile-sensors-rohs |  | 2017-09-01
947 | LM-10 HTD | Sensors - Laser Power | Laser Measurement |  | 1098304 |  |  |  |  | 10000 | [14 empty] | 6 | [30 empty] | 0.001 | [17 empty] | Yes | Deep UV | 250 | 10600 | 10350 |  |  |  |  | 10600 | [47 empty] | 1.75 | [91 empty] | 16 | [88 empty] | Ø 63 x 81 | [146 empty] | 2 | [15 empty] | HTD | [107 empty] | Yes | [63 empty] | Position Sensing Air-Cooled Thermopile Snesors to 200W (RoHS) | [19 empty] | https://www.coherent.com/measurement-control/measurement/sensors-laser-power/position-sensing-air-cooled-thermopile-sensors-to-200-w-rohs |  | 2017-09-01
948 | LM-45 HTD | Sensors - Laser Power | Laser Measurement |  | 1098320 |  |  |  |  | 45000 | [14 empty] | 6 | [30 empty] | 0.01 | [17 empty] | Yes | Deep UV | 250 | 10600 | 10350 |  |  |  |  | 10600 | [47 empty] | 1.75 | [91 empty] | 19 | [88 empty] | Ø 64 x 86 | [146 empty] | 2 | [15 empty] | HTD | [107 empty] | Yes | [63 empty] | Position Sensing Air-Cooled Thermopile Snesors to 200W (RoHS) | [19 empty] | https://www.coherent.com/measurement-control/measurement/sensors-laser-power/position-sensing-air-cooled-thermopile-sensors-to-200-w-rohs |  | 2017-09-01
949 | LM-3 HTD | Sensors - Laser Power | Laser Measurement |  | 1098328 |  |  |  |  | 3000 | [14 empty] | 6 | [30 empty] | 0.001 | [17 empty] | Yes | Deep UV | 250 | 10600 | 10350 |  |  |  |  | 10600 | [47 empty] | 1.75 | [91 empty] | 19 | [88 empty] | Ø 63 x 33 | [146 empty] | 2 | [15 empty] | HTD | [107 empty] | Yes | [63 empty] | Position Sensing Air-Cooled Thermopile Snesors to 200W (RoHS) | [19 empty] | https://www.coherent.com/measurement-control/measurement/sensors-laser-power/position-sensing-air-cooled-thermopile-sensors-to-200-w-rohs |  | 2017-09-01
950 | LM-100 HTD | Sensors - Laser Power | Laser Measurement |  | 1098346 |  |  |  |  | 100000 | [14 empty] | 6 | [30 empty] | 0.01 | [17 empty] | Yes | Deep UV | 250 | 10600 | 10350 |  |  |  |  | 10600 | [47 empty] | 1.75 | [91 empty] | 19 | [88 empty] | Ø 152 x 142 | [146 empty] | 2 | [15 empty] | HTD | [107 empty] | Yes | [63 empty] | Position Sensing Air-Cooled Thermopile Snesors to 200W (RoHS) | [19 empty] | https://www.coherent.com/measurement-control/measurement/sensors-laser-power/position-sensing-air-cooled-thermopile-sensors-to-200-w-rohs |  | 2017-09-01
951 | LM-150FS HTD | Sensors - Laser Power | Laser Measurement |  | 1098394 |  |  |  |  | 150000 | [14 empty] | 6 | [30 empty] | 0.01 | [17 empty] | Yes | Deep UV | 250 | 10600 | 10350 |  |  |  |  | 10600 | [47 empty] | 1.75 | [91 empty] | 19 | [88 empty] | Ø 63 x 81 | [146 empty] | 2 | [15 empty] | HTD | [107 empty] | Yes | [63 empty] | Position Sensing Air-Cooled Thermopile Snesors to 200W (RoHS) | [19 empty] | https://www.coherent.com/measurement-control/measurement/sensors-laser-power/position-sensing-air-cooled-thermopile-sensors-to-200-w-rohs |  | 2017-09-01
952 | LM-1000 | Sensors - Laser Power | Laser Measurement |  | 1098409 |  |  |  |  | 1000000 | [14 empty] | 2.5 | [30 empty] | 1 | [17 empty] | Yes | Deep UV | 250 | 10600 | 10350 |  |  |  |  | 10600 | [47 empty] | 1.1 | [91 empty] | 38 | [88 empty] | 97 x 97 x 69 | [146 empty] | 5 | [15 empty] | H | [25 empty] | 45 | 0.18 | 0.25 | [79 empty] | Yes | [63 empty] | Position Sensing Water-Cooled Themopile Sensors to 5 kW (RoHS) | [19 empty] | https://www.coherent.com/measurement-control/measurement/sensors-laser-power/position-sensing-water-cooled-thermopile-sensors-to-5-kw-rohs |  | 2017-09-01
953 | LM-5000 | Sensors - Laser Power | Laser Measurement |  | 1098421 |  |  |  |  | 5000000 | [14 empty] | 2.5 | [30 empty] | 1 | [17 empty] | Yes | Deep UV | 250 | 10600 | 10350 |  |  |  |  | 10600 | [47 empty] | 1.1 | [91 empty] | 55 | [88 empty] | 122 x 122 x 69 | [146 empty] | 5 | [15 empty] | H | [25 empty] | 95 | 0.34 | 1 | [79 empty] | Yes | [63 empty] | Position Sensing Water-Cooled Themopile Sensors to 5 kW (RoHS) | [19 empty] | https://www.coherent.com/measurement-control/measurement/sensors-laser-power/position-sensing-water-cooled-thermopile-sensors-to-5-kw-rohs |  | 2017-09-01
954 | LM-2500 | Sensors - Laser Power | Laser Measurement |  | 1098437 |  |  |  |  | 2500000 | [14 empty] | 2.5 | [30 empty] | 1 | [17 empty] | Yes | Deep UV | 250 | 10600 | 10350 |  |  |  |  | 10600 | [47 empty] | 1.1 | [91 empty] | 55 | [88 empty] | 122 x 122 x 69 | [146 empty] | 5 | [15 empty] | H | [25 empty] | 95 | 0.34 | 1 | [79 empty] | Yes | [63 empty] | Position Sensing Water-Cooled Themopile Sensors to 5 kW (RoHS) | [19 empty] | https://www.coherent.com/measurement-control/measurement/sensors-laser-power/position-sensing-water-cooled-thermopile-sensors-to-5-kw-rohs |  | 2017-09-01
955 | PM10-19C | Sensors - Laser Power | Laser Measurement |  | 1098397 | [23 empty] | 5 |  | 10 | [42 empty] | Yes | Deep UV | 190 | 11000 | 10810 |  |  |  |  | 514 | [139 empty] | 19 | [88 empty] | 51 x 51 x 30 | [146 empty] | 1 | [15 empty] | Broadband | [107 empty] | Yes | [63 empty] | Water-Cooled Thermopile Sensors to 150W (RoHS) | [19 empty] | https://www.coherent.com/measurement-control/measurement/sensors-laser-power/water-cooled-thermopile-sensors-to-150w-rohs |  | 2017-09-01
956 | PM150-50C | Sensors - Laser Power | Laser Measurement |  | 1098412 | [23 empty] | 80 |  | 150 | [42 empty] | Yes | Deep UV | 190 | 11000 | 10810 |  |  |  |  | 514 | [139 empty] | 50 | [88 empty] | 89 x 89 x 32 | [146 empty] | 1 | [15 empty] | Broadband | [107 empty] | Yes | [63 empty] | Water-Cooled Thermopile Sensors to 150W (RoHS) | [19 empty] | https://www.coherent.com/measurement-control/measurement/sensors-laser-power/water-cooled-thermopile-sensors-to-150w-rohs |  | 2017-09-01
957 | PM150-50XC | Sensors - Laser Power | Laser Measurement |  | 1098443 | [23 empty] | 80 |  | 150 | [42 empty] | Yes | Deep UV | 150 | 1000 | 850 |  |  |  |  | 514 | [139 empty] | 50 | [88 empty] | 89 x 89 x 32 | [146 empty] | 1 | [15 empty] | Broadband | [107 empty] | Yes | [63 empty] | Water-Cooled Thermopile Sensors to 150W (RoHS) | [19 empty] | https://www.coherent.com/measurement-control/measurement/sensors-laser-power/water-cooled-thermopile-sensors-to-150w-rohs |  | 2017-09-01
958 | PM150-19C | Sensors - Laser Power | Laser Measurement |  | 1098444 | [23 empty] | 20 |  | 150 | [42 empty] | Yes | Deep UV | 190 | 11000 | 10810 |  |  |  |  | 514 | [139 empty] | 19 | [88 empty] | 51 x 51 x 30 | [146 empty] | 1 | [15 empty] | Broadband | [107 empty] | Yes | [63 empty] | Water-Cooled Thermopile Sensors to 150W (RoHS) | [19 empty] | https://www.coherent.com/measurement-control/measurement/sensors-laser-power/water-cooled-thermopile-sensors-to-150w-rohs |  | 2017-09-01
959 | PowerMax-Pro Sensor | PowerMax-Pro Sensor | Laser Measurement | [70 empty] | Yes | Deep UV - Near IR | 350 | 11000 | 10650 |  |  |  |  | 810 | [583 empty] | https://www.coherent.com/measurement-control/measurement/powermax-pro-sensor |  | 2017-10-12
960 | PowerMax-Pro 150F HD | PowerMax-Pro Sensor | Laser Measurement |  | 1266708 | [10 empty] | 100 to 150000 (air cooled) | [5 empty] | 150 |  |  |  |  | 14 |  |  | 14 |  |  |  | 1 (Std Mode), 4 (High Speed), 9 (Snapshot) | [17 empty] | ±3 | [15 empty] | 0.17 | [5 empty] | Yes | UV | 355 | 11000 | 10645 |  |  |  |  | 810 | [82 empty] | 700 (10 ns, 355 nm) | [16 empty] | DB25 | [39 empty] | 30 x 30 | [24 empty] | 2 (1 with up to 3% error) | [49 empty] | 2.5 | [76 empty] | Fan | [83 empty] | ±2 | [15 empty] | HD | [106 empty] | <10 | [8 empty] | ±5 | ±3 | [74 empty] | https://www.coherent.com/measurement-control/measurement/powermax-pro-sensor |  | 2017-09-01
961 | PowerMax-Pro 150 HD | PowerMax-Pro Sensor | Laser Measurement |  | 1266709 | [10 empty] | 100 to 150000 (water- cooled), 100 to 17000 (air-cooled) | [5 empty] | 65 (air-cooled; <5 min) |  |  |  |  | 14 |  |  | 14 |  |  |  | 1 (Std Mode), 4 (High Speed), 9 (Snapshot) | [17 empty] | ±3 | [15 empty] | 0.17 | [5 empty] | Yes | UV | 355 | 10600 | 10245 |  |  |  |  | 810 | [82 empty] | 700 (10 ns, 355 nm) | [16 empty] | DB25 | [39 empty] | 30 x 30 | [24 empty] | 2 (1 with up to 3% error) | [49 empty] | 2.5 | [76 empty] | Water/Air (intermittent) | [83 empty] | ±2 | [15 empty] | HD | [106 empty] | <10 | [8 empty] | ±5 | ±3 | [74 empty] | https://www.coherent.com/measurement-control/measurement/powermax-pro-sensor |  | 2017-09-01
962 | PowerMax-Pro HP | PowerMax-Pro Sensor | Laser Measurement |  | 1286588 | [10 empty] | 1000 to 350000 (water-cooled), 1000 to 22000 (air-cooled) | [5 empty] | 75 (air-cooled, <5 min) |  |  |  |  | 50 |  |  | 1.2 |  |  |  | <25 (Std. Mode), <1e+11 (High Speed Mode), <300 (Snapshot - Low Range), <1500 (Snapshot - High Range) | [17 empty] | ±2 (1W to 10 kW), 3 to 10 (10 to 15 kW) (see datasheet for beam size and pulse length dependencies) | [15 empty] | 15 (<10 msec bust), 1.5 (continuous) | [5 empty] | Yes | Near IR | 700 | 10600 | 9900 |  |  |  |  | 810 | [82 empty] | 30000 (3 msec, 755 nm) | [16 empty] | DB25 | [39 empty] | 25 (diameter) | [24 empty] | Set by damage threshold specs | [49 empty] | 2.5 | [76 empty] | Water/Air (intermittent) | [83 empty] | ±2 | [15 empty] | HD | [106 empty] | <10 | [9 empty] | ±5 | [74 empty] | https://www.coherent.com/measurement-control/measurement/powermax-pro-sensor |  | 2017-09-01
963 | PowerMax-Pro 150F BB | PowerMax-Pro Sensor | Laser Measurement |  | 1323848 | [10 empty] | 100 to 150000 (air cooled) | [5 empty] | 150 |  |  |  |  | 14 |  |  | 0.2 |  |  |  | <1 (Std. Mode), <4 (High Speed), <9 (Snapshot) | [17 empty] | ±3 | [15 empty] | 0.17 | [5 empty] | Yes | Violet | 400 | 11000 | 10600 |  |  |  |  | 810 | [82 empty] | 33 (units?) (10 ns, 1064 nm) | [16 empty] | DB25 | [39 empty] | 30 x 30 | [24 empty] | 2 (1 with up to 3% error) | [49 empty] | 2.5 | [76 empty] | Fan | [99 empty] | BB | [106 empty] | <=50 | [8 empty] | ±5 | ±3
964 | PowerMax-Pro 150 BB | PowerMax-Pro Sensor | Laser Measurement |  | 1323849 | [10 empty] | 100 to 150000 (water- cooled), 100 to 17000 (air-cooled) | [5 empty] | 65 (air-cooled; <5 min) |  |  |  |  | 14 |  |  | 0.2 |  |  |  | <1 (Std. Mode), <4 (High Speed), <9 (Snapshot) | [17 empty] | ±3 | [15 empty] | 0.17 | [5 empty] | Yes | Violet | 400 | 11000 | 10600 |  |  |  |  | 810 | [82 empty] | 33 (units?) (10 ns, 1064 nm) | [16 empty] | DB25 | [39 empty] | 30 x 30 | [24 empty] | 2 (1 with up to 3% error) | [49 empty] | 2.5 | [76 empty] | Water/Air (intermittent) | [83 empty] | ±2 | [15 empty] | BB | [106 empty] | <=50 | [8 empty] | ±5 | ±3
965 | PowerMax-Pro 150 HD Nano | PowerMax-Pro Sensor | Laser Measurement |  | 1325549 | [10 empty] | 100 to 150000 (water- cooled), 100 to 17000 (air-cooled) | [5 empty] | 65 (air-cooled; <5 min) |  |  |  |  | 14 |  |  | 0.2 |  |  |  | <1 (Std. Mode), <4 (High Speed), <9 (Snapshot) | [17 empty] | ±3 | [15 empty] | 200 (unit?) | [5 empty] | Yes | Violet | 400 | 11000 | 10600 |  |  |  |  | 810 | [82 empty] | 33 (units?) (10 ns, 1064 nm) | [16 empty] | DB25 | [39 empty] | 30 x 30 | [24 empty] | 2 (1 with up to 3% error) | [49 empty] | 2.5 | [76 empty] | Water/Air (intermittent) | [99 empty] | HD | [106 empty] | <=350 | [8 empty] | ±5 | ±3
966 | PowerMax-Pro 150 BB Nano | PowerMax-Pro Sensor | Laser Measurement |  | 1325550 | [10 empty] | 100 to 150000 (water- cooled), 100 to 17000 (air-cooled) | [5 empty] | 65 (air-cooled; <5 min) |  |  |  |  | 14 |  |  | 0.2 |  |  |  | <1 (Std. Mode), <4 (High Speed), <9 (Snapshot) | [17 empty] | ±3 | [15 empty] | 200 (unit?) | [5 empty] | Yes | Violet | 400 | 11000 | 10600 |  |  |  |  | 810 | [82 empty] | 33 (units?) (10 ns, 1064 nm) | [16 empty] | DB25 | [39 empty] | 30 x 30 | [24 empty] | 2 (1 with up to 3% error) | [49 empty] | 2.5 | [76 empty] | Water/Air (intermittent) | [99 empty] | BB | [106 empty] | <=350 | [8 empty] | ±5 | ±3
967 | PowerMax-Pro 150F Nano | PowerMax-Pro Sensor | Laser Measurement |  | 1331019 | [10 empty] | 100 to 150000 (air cooled) | [5 empty] | 150 |  |  |  |  | 14 |  |  | 0.2 |  |  |  | <1 (Std. Mode), <4 (High Speed), <9 (Snapshot) | [17 empty] | ±3 | [15 empty] | 200 (unit?) | [5 empty] | Yes | Violet | 400 | 11000 | 10600 |  |  |  |  | 810 | [82 empty] | 33 (units?) (10 ns, 1064 nm) | [16 empty] | DB25 | [39 empty] | 30 x 30 | [24 empty] | 2 (1 with up to 3% error) | [49 empty] | 2.5 | [76 empty] | Fan | [99 empty] | HD | [106 empty] | <=350 | [8 empty] | ±5 | ±3
968 | PowerMax-Pro USB/RS Sensors | PowerMax-Pro USB/RS Sensors | Laser Measurement |  |  |  |  | 149800 | 200 | 150000 | [63 empty] | Yes | Deep UV | 355 | 1100 | 745 | [588 empty] | https://www.coherent.com/measurement-control/measurement/powermax-pro-usb-rs-sensors |  | 2017-10-12
969 | PowerMax-Pro USB/RS 150 HD | PowerMax-Pro USB/RS Sensors | Laser Measurement |  | USB: 1295921, RS-232: 1295923 |  |  | 149800 | 200 | 150000 | [11 empty] | 65 (air-cooled) |  |  |  |  | 14 |  |  | 0.2 (150W) |  |  |  |  | <4 | <8 | <16 | [6 empty] | 200 | [7 empty] | ±5 |  | 0.2 to 150 | 0.1 to 17 | [18 empty] | Yes | Deep UV | 355 | 1100 | 745 |  |  |  |  | 810 | [82 empty] | 33000 (10ns; 1064 nm) | [16 empty] | USB/RS-232 | [64 empty] | 2.0 (1.0 mm - up to 3% error) | [49 empty] | 4.2 | [76 empty] | Water/Air (intermittent) | [74 empty] | 30 x 30 | [8 empty] | ±2 | [15 empty] | HD | [105 empty] | <=10 | [9 empty] | ±5 | ±3 | [74 empty] | https://www.coherent.com/measurement-control/measurement/powermax-pro-usb-rs-sensors |  | 2017-09-01
970 | PowerMax-Pro USB/RS 150 HD Nano | PowerMax-Pro USB/RS Sensors | Laser Measurement |  | USB: 1330510, RS-232: 1330545 |  |  | 149800 | 200 | 150000 | [11 empty] | 65 (air-cooled) |  |  |  |  | 14 |  |  | 0.2 (150W) |  |  |  |  | <4 | <8 | <16 | [6 empty] | 200 | [7 empty] | ±5 |  | 0.2 to 150 | 0.1 to 17 | [18 empty] | Yes | Near IR | [7 empty] | 810 | [82 empty] | 33000 (10ns; 1064 nm) | [16 empty] | USB/RS-232 | [64 empty] | 2.0 (1.0 mm - up to 3% error) | [49 empty] | 4.2 | [76 empty] | Water/Air (intermittent) | [74 empty] | 30 x 30 | [8 empty] | ±2 | [15 empty] | HD | [105 empty] | <=350 | [9 empty] | ±5 | ±3 | [74 empty] | https://www.coherent.com/measurement-control/measurement/powermax-pro-usb-rs-sensors
971 | PowerMax-Pro USB/RS 150F HD | PowerMax-Pro USB/RS Sensors | Laser Measurement |  | USB: 1295920, RS-232: 1295922 |  |  | 149800 | 200 | 150000 | [11 empty] | 150 (maximum) |  |  |  |  | 14 |  |  | 0.2 (150W) |  |  |  |  | <4 | <8 | <16 | [6 empty] | 200 | [7 empty] | ±5 |  |  | 0.2 to 150 | [18 empty] | Yes | Deep UV | 355 | 1100 | 745 |  |  |  |  | 810 | [82 empty] | 33000 (10ns; 1064 nm) | [16 empty] | USB/RS-232 | [64 empty] | 2.0 (1.0 mm - up to 3% error) | [49 empty] | 4.2 | [76 empty] | Fan | [74 empty] | 30 x 30 | [8 empty] | ±2 | [15 empty] | HD | [105 empty] | <=10 | [9 empty] | ±5 | ±3 | [74 empty] | https://www.coherent.com/measurement-control/measurement/kw-powermax-pro-sensor |  | 2017-09-01
972 | PowerMax-Pro USB/RS 150F HD Nano | PowerMax-Pro USB/RS Sensors | Laser Measurement |  | USB: 1330544, RS-232: 1330546 |  |  | 149800 | 200 | 150000 | [11 empty] | 150 (maximum) |  |  |  |  | 14 |  |  | 0.2 (150W) |  |  |  |  | <4 | <8 | <16 | [6 empty] | 200 | [7 empty] | ±5 |  |  | 0.2 to 150 | [18 empty] | Yes | Near IR | [7 empty] | 810 | [82 empty] | 33000 (10ns; 1064 nm) | [16 empty] | USB/RS-232 | [64 empty] | 2.0 (1.0 mm - up to 3% error) | [49 empty] | 4.2 | [76 empty] | Fan | [74 empty] | 30 x 30 | [8 empty] | ±2 | [15 empty] | HD | [105 empty] | <=350 | [9 empty] | ±5 | ±3 | [74 empty] | https://www.coherent.com/measurement-control/measurement/powermax-pro-usb-rs-sensors
973 | PowerMax-Pro USB/RS 150 BB | PowerMax-Pro USB/RS Sensors | Laser Measurement |  | USB: 1342379, RS-232: 1342381 |  |  | 149800 | 200 | 150000 | [11 empty] | 65 (air-cooled) |  |  |  |  | 14 |  |  | 0.2 (150W) |  |  |  |  | <4 | <8 | <16 | [6 empty] | 200 | [7 empty] | ±5 |  | 0.2 to 150 | 0.1 to 17 | [18 empty] | Yes | Near IR | [7 empty] | 810 | [82 empty] | 33000 (10ns; 1064 nm) | [16 empty] | USB/RS-232 | [64 empty] | 2.0 (1.0 mm - up to 3% error) | [49 empty] | 4.2 | [76 empty] | Water/Air (intermittent) | [74 empty] | 30 x 30 | [8 empty] | ±2 | [15 empty] | BB | [105 empty] | <=50 | [9 empty] | ±5 | ±3 | [74 empty] | https://www.coherent.com/measurement-control/measurement/powermax-pro-usb-rs-sensors
974 | PowerMax-Pro USB/RS 150F BB | PowerMax-Pro USB/RS Sensors | Laser Measurement |  | USB: 1342380, RS-232: 1342382 |  |  | 149800 | 200 | 150000 | [11 empty] | 65 (air-cooled) |  |  |  |  | 14 |  |  | 0.2 (150W) |  |  |  |  | <4 | <8 | <16 | [6 empty] | 200 | [7 empty] | ±5 |  | 0.2 to 150 | 0.1 to 17 | [18 empty] | Yes | Near IR | [7 empty] | 810 | [82 empty] | 33000 (10ns; 1064 nm) | [16 empty] | USB/RS-232 | [64 empty] | 2.0 (1.0 mm - up to 3% error) | [49 empty] | 4.2 | [76 empty] | Water/Air (intermittent) | [74 empty] | 30 x 30 | [8 empty] | ±2 | [15 empty] | BB | [105 empty] | <=50 | [9 empty] | ±5 | ±3 | [74 empty] | https://www.coherent.com/measurement-control/measurement/powermax-pro-usb-rs-sensors
975 | kW PowerMax-Pro Sensor | kW PowerMax-Pro Sensor | Laser Measurement | [70 empty] | Yes | Near IR - IR | 810 | 10600 | 9790 | [588 empty] | https://www.coherent.com/measurement-control/measurement/kw-powermax-pro-sensor |  | 2017-10-12
976 | PMP 1kW | kW PowerMax-Pro Sensor | Laser Measurement |  | 1324794 | [24 empty] | 5.0 at 1 kW avg. power |  |  |  |  | <50 (10 Hz) | <0.5 (20 kHz) | <1.5 (625 kHz) | [14 empty] | ±3 | [15 empty] | 1 | [5 empty] | Yes | Near IR | 810 | [6 empty] | 810, 1070, 10600 | [27 empty] | Fixed calibration point ±50 | [71 empty] | DB25 | [64 empty] | 10 at 1 kW avg power | [49 empty] | 3 | [76 empty] | Water | [75 empty] | 30 (element is 57 mm from front plate) | 27.5 (element is 57 mm from front plate) |  |  | <1 | 0 |  |  | ±2.5 | [109 empty] | Available for 1070nm model (see part number) | [11 empty] | <=20 | [85 empty] | https://www.coherent.com/measurement-control/measurement/kw-powermax-pro-sensor |  | 2017-09-01
977 | PMP 1kW | kW PowerMax-Pro Sensor | Laser Measurement |  | 1324795 | [24 empty] | 5.0 at 1 kW avg. power |  |  |  |  | <50 (10 Hz) | <0.5 (20 kHz) | <1.5 (625 kHz) | [14 empty] | ±3 | [15 empty] | 1 | [5 empty] | Yes | IR | 10600 | [6 empty] | 810, 1070, 10600 | [27 empty] | Fixed calibration point ±50 | [71 empty] | DB25 | [64 empty] | 10 at 1 kW avg power | [49 empty] | 3 | [76 empty] | Water | [75 empty] | 30 (element is 57 mm from front plate) | 27.5 (element is 57 mm from front plate) |  |  | <1 | 0 |  |  | ±2.5 | [109 empty] | Available for 1070nm model (see part number) | [11 empty] | <=20 | [85 empty] | https://www.coherent.com/measurement-control/measurement/kw-powermax-pro-sensor |  | 2017-09-01
978 | PMP 1kW | kW PowerMax-Pro Sensor | Laser Measurement |  | 1324796 | [24 empty] | 5.0 at 1 kW avg. power |  |  |  |  | <50 (10 Hz) | <0.5 (20 kHz) | <1.5 (625 kHz) | [14 empty] | ±3 | [15 empty] | 1 | [5 empty] | Yes | IR | 1070 | [6 empty] | 810, 1070, 10600 | [27 empty] | Fixed calibration point ±50 | [71 empty] | DB25 | [64 empty] | 10 at 1 kW avg power | [49 empty] | 3 | [76 empty] | Water | [75 empty] | 30 (element is 57 mm from front plate) | 27.5 (element is 57 mm from front plate) |  |  | <1 | 0 |  |  | ±2.5 | [109 empty] | Available for 1070nm model (see part number) | [11 empty] | <=20 | [85 empty] | https://www.coherent.com/measurement-control/measurement/kw-powermax-pro-sensor |  | 2017-09-01
979 | PMP 1kW | kW PowerMax-Pro Sensor | Laser Measurement |  | 1324797 | [24 empty] | 5.0 at 1 kW avg. power |  |  |  |  | <50 (10 Hz) | <0.5 (20 kHz) | <1.5 (625 kHz) | [14 empty] | ±3 | [15 empty] | 1 | [5 empty] | Yes | Near IR | 810 | [6 empty] | 810, 1070, 10600 | [27 empty] | Fixed calibration point ±50 | [71 empty] | DB25 | [64 empty] | 10 at 1 kW avg power | [49 empty] | 3 | [76 empty] | Water | [75 empty] | 30 (element is 57 mm from front plate) | 27.5 (element is 57 mm from front plate) |  |  | <1 | 0 |  |  | ±2.5 | [109 empty] | Available for 1070nm model (see part number) | [11 empty] | <=20 | [85 empty] | https://www.coherent.com/measurement-control/measurement/kw-powermax-pro-sensor |  | 2017-09-01
980 | PMP 1kW | kW PowerMax-Pro Sensor | Laser Measurement |  | 1325221 | [24 empty] | 5.0 at 1 kW avg. power |  |  |  |  | <50 (10 Hz) | <0.5 (20 kHz) | <1.5 (625 kHz) | [14 empty] | ±3 | [15 empty] | 1 | [5 empty] | Yes | IR | 1070 | [6 empty] | 810, 1070, 10600 | [27 empty] | Fixed calibration point ±50 | [71 empty] | DB25 | [64 empty] | 10 at 1 kW avg power | [49 empty] | 3 | [76 empty] | Water | [75 empty] | 30 (element is 57 mm from front plate) | 27.5 (element is 57 mm from front plate) |  |  | <1 | 0 |  |  | ±2.5 | [109 empty] | Available for 1070nm model (see part number) | [11 empty] | <=20 | [85 empty] | https://www.coherent.com/measurement-control/measurement/kw-powermax-pro-sensor |  | 2017-09-01
981 | PMP 3kW | kW PowerMax-Pro Sensor | Laser Measurement |  | 1325222 | [24 empty] | 2.4 at 3 kW avg. power |  |  |  |  | <50 (10 Hz) | <0.5 (20 kHz) | <1.5 (625 kHz) | [14 empty] | ±3 | [15 empty] | 5 | [5 empty] | Yes | Near IR | 810 | [6 empty] | 810, 1070, 10600 | [27 empty] | Fixed calibration point ±50 | [71 empty] | DB25 | [64 empty] | 20 at 3 kW avg. power | [49 empty] | 3 | [76 empty] | Water | [75 empty] | 30 (element is 57 mm from front plate) | 27.5 (element is 57 mm from front plate) |  |  | <1 | 0 |  |  | ±2.5 | [109 empty] | Available for 1070nm model (see part number) | [11 empty] | <=20 | [85 empty] | https://www.coherent.com/measurement-control/measurement/kw-powermax-pro-sensor |  | 2017-09-01
982 | PMP 3kW | kW PowerMax-Pro Sensor | Laser Measurement |  | 1325223 | [24 empty] | 2.4 at 3 kW avg. power |  |  |  |  | <50 (10 Hz) | <0.5 (20 kHz) | <1.5 (625 kHz) | [14 empty] | ±3 | [15 empty] | 5 | [5 empty] | Yes | IR | 10600 | [6 empty] | 810, 1070, 10600 | [27 empty] | Fixed calibration point ±50 | [71 empty] | DB25 | [64 empty] | 20 at 3 kW avg. power | [49 empty] | 3 | [76 empty] | Water | [75 empty] | 30 (element is 57 mm from front plate) | 27.5 (element is 57 mm from front plate) |  |  | <1 | 0 |  |  | ±2.5 | [109 empty] | Available for 1070nm model (see part number) | [11 empty] | <=20 | [85 empty] | https://www.coherent.com/measurement-control/measurement/kw-powermax-pro-sensor |  | 2017-09-01
983 | PMP 3kW | kW PowerMax-Pro Sensor | Laser Measurement |  | 1325224 | [24 empty] | 2.4 at 3 kW avg. power |  |  |  |  | <50 (10 Hz) | <0.5 (20 kHz) | <1.5 (625 kHz) | [14 empty] | ±3 | [15 empty] | 5 | [5 empty] | Yes | IR | 1070 | [6 empty] | 810, 1070, 10600 | [27 empty] | Fixed calibration point ±50 | [71 empty] | DB25 | [64 empty] | 20 at 3 kW avg. power | [49 empty] | 3 | [76 empty] | Water | [75 empty] | 30 (element is 57 mm from front plate) | 27.5 (element is 57 mm from front plate) |  |  | <1 | 0 |  |  | ±2.5 | [109 empty] | Available for 1070nm model (see part number) | [11 empty] | <=20 | [85 empty] | https://www.coherent.com/measurement-control/measurement/kw-powermax-pro-sensor |  | 2017-09-01
984 | PMP 3kW | kW PowerMax-Pro Sensor | Laser Measurement |  | 1325225 | [24 empty] | 2.4 at 3 kW avg. power |  |  |  |  | <50 (10 Hz) | <0.5 (20 kHz) | <1.5 (625 kHz) | [14 empty] | ±3 | [15 empty] | 5 | [5 empty] | Yes | Near IR | 810 | [6 empty] | 810, 1070, 10600 | [27 empty] | Fixed calibration point ±50 | [71 empty] | DB25 | [64 empty] | 20 at 3 kW avg. power | [49 empty] | 3 | [76 empty] | Water | [75 empty] | 30 (element is 57 mm from front plate) | 27.5 (element is 57 mm from front plate) |  |  | <1 | 0 |  |  | ±2.5 | [109 empty] | Available for 1070nm model (see part number) | [11 empty] | <=20 | [85 empty] | https://www.coherent.com/measurement-control/measurement/kw-powermax-pro-sensor |  | 2017-09-01
985 | PMP 3kW | kW PowerMax-Pro Sensor | Laser Measurement |  | 1325226 | [24 empty] | 2.4 at 3 kW avg. power |  |  |  |  | <50 (10 Hz) | <0.5 (20 kHz) | <1.5 (625 kHz) | [14 empty] | ±3 | [15 empty] | 5 | [5 empty] | Yes | IR | 1070 | [6 empty] | 810, 1070, 10600 | [27 empty] | Fixed calibration point ±50 | [71 empty] | DB25 | [64 empty] | 20 at 3 kW avg. power | [49 empty] | 3 | [76 empty] | Water | [75 empty] | 30 (element is 57 mm from front plate) | 27.5 (element is 57 mm from front plate) |  |  | <1 | 0 |  |  | ±2.5 | [109 empty] | Available for 1070nm model (see part number) | [11 empty] | <=20 | [85 empty] | https://www.coherent.com/measurement-control/measurement/kw-powermax-pro-sensor |  | 2017-09-01
986 | PowerMax USB/RS Sensors | PowerMax USB/RS Sensors | Laser Measurement |  |  |  |  | 4999990 | 10 | 5000000 | [63 empty] | Yes | Deep UV | 190 | 10600 | 10410 | [588 empty] | https://www.coherent.com/measurement-control/measurement/powermax-usb-rs-sensors/powermax-usb-sensors |  | 2017-10-12
987 | PowerMax-USB LM-10 Power Sensor | PowerMax USB/RS Sensors | Laser Measurement |  | 1168340 |  |  | 9990 | 10 | 10000 | [11 empty] | 12, <5 min | [7 empty] | 6 |  |  |  | 0.4 | [17 empty] | ±1 | [21 empty] | Yes | Deep UV | 250 | 10600 | 10350 |  |  |  |  | 10600 | [99 empty] | USB | [191 empty] | Air | [83 empty] | ±2 | [15 empty] | Broadband | [116 empty] | ±1.5 | [55 empty] | 16 | [18 empty] | https://www.coherent.com/measurement-control/measurement/powermax-usb-rs-sensors/powermax-usb-sensors |  | 2017-09-01
988 | PowerMax-USB LM-1000 Power Sensor | PowerMax USB/RS Sensors | Laser Measurement |  | 1174268 |  |  | 999000 | 1000 | 1000000 | [19 empty] | 1 to 2.5 (power dependent) |  |  |  | 20 | [17 empty] | ±1 | [21 empty] | Yes | Deep UV | 250 | 10600 | 10350 |  |  |  |  | 10600 | [99 empty] | USB | [114 empty] | 2.5 | [76 empty] | Water | [83 empty] | ±5 | [15 empty] | Broadband | [116 empty] | ±1.5 | [74 empty] | https://www.coherent.com/measurement-control/measurement/powermax-usb-rs-sensors/powermax-usb-sensors |  | 2017-09-01
989 | PowerMax-USB LM-20 Power Sensor | PowerMax USB/RS Sensors | Laser Measurement |  | 1174270 |  |  | 19900 | 100 | 20000 | [19 empty] | 6 |  |  |  | 3 | [17 empty] | ±1 | [21 empty] | Yes | Deep UV | 250 | 10600 | 10350 |  |  |  |  | 10600 | [99 empty] | USB | [114 empty] | 2.5 | [76 empty] | Air | [83 empty] | ±2 | [15 empty] | Broadband | [116 empty] | ±1.5 | [74 empty] | https://www.coherent.com/measurement-control/measurement/powermax-usb-rs-sensors/powermax-usb-sensors |  | 2017-09-01
990 | PowerMax-USB LM-200 110V Power Sensor | PowerMax USB/RS Sensors | Laser Measurement |  | 1193407 |  |  | 49900 | 100 | 50000 | [11 empty] | 200, <20 min (without fan) | [7 empty] | 6 |  |  |  | 5 (without fan), 1000 to 200000 (with fan) | [17 empty] | ±1 | [21 empty] | Yes | Deep UV | 250 | 10600 | 10350 |  |  |  |  | 10600 | [99 empty] | USB | [114 empty] | 2.5 | [76 empty] | Fan | [83 empty] | ±2 | [15 empty] | Broadband | [116 empty] | ±1.5 | [55 empty] | 19 | [18 empty] | https://www.coherent.com/measurement-control/measurement/powermax-usb-rs-sensors/powermax-usb-sensors |  | 2017-09-01
991 | PowerMax-USB LM-200 220V Power Sensor | PowerMax USB/RS Sensors | Laser Measurement |  | 1195840 |  |  | 49900 | 100 | 50000 | [11 empty] | 100, <10 min (without fan) | [7 empty] | 6 |  |  |  | 5 (without fan), 1000 to 200000 (with fan) | [17 empty] | ±1 | [21 empty] | Yes | Deep UV | 250 | 10600 | 10350 |  |  |  |  | 10600 | [99 empty] | USB | [114 empty] | 2.5 | [76 empty] | Fan | [83 empty] | ±2 | [15 empty] | Broadband | [116 empty] | ±1.5 | [55 empty] | 19 | [18 empty] | https://www.coherent.com/measurement-control/measurement/powermax-usb-rs-sensors/powermax-usb-sensors |  | 2017-09-01
992 | PowerMax-USB LM-200B | PowerMax USB/RS Sensors | Laser Measurement |  | 1194641 | [68 empty] | No | [592 empty] | https://www.coherent.com/measurement-control/measurement/powermax-usb-rs-sensors/powermax-usb-sensors |  | 2017-09-01
993 | PowerMax-USB LM-3 Power Sensor | PowerMax USB/RS Sensors | Laser Measurement |  | 1168339 |  |  | 2990 | 10 | 3000 | [11 empty] | 10, <5 min | [7 empty] | 6 |  |  |  | 0.4 | [17 empty] | ±1 | [21 empty] | Yes | Deep UV | 250 | 10600 | 10350 |  |  |  |  | 10600 | [99 empty] | USB | [114 empty] | 2.5 | [76 empty] | Air | [83 empty] | ±2 | [15 empty] | Broadband |  |  |  | None | [112 empty] | ±1.5 | [55 empty] | 19 | [18 empty] | https://www.coherent.com/measurement-control/measurement/powermax-usb-rs-sensors/powermax-usb-sensors |  | 2017-09-01
994 | PowerMax-USB LM-45 Power Sensor | PowerMax USB/RS Sensors | Laser Measurement |  | 1168342 |  |  | 24900 | 100 | 25000 | [11 empty] | 45, <5 min | [7 empty] | 6 |  |  |  | 2 | [17 empty] | ±1 | [21 empty] | Yes | Deep UV | 250 | 10600 | 10350 |  |  |  |  | 10600 | [99 empty] | USB | [114 empty] | 2.5 | [76 empty] | Air | [83 empty] | ±2 | [15 empty] | Broadband | [116 empty] | ±1.5 | [55 empty] | 19 | [18 empty] | https://www.coherent.com/measurement-control/measurement/powermax-usb-rs-sensors/powermax-usb-sensors |  | 2017-09-01
995 | PowerMax-USB LM-5000 Power Sensor | PowerMax USB/RS Sensors | Laser Measurement |  | 1174269 |  |  | 4999000 | 1000 | 5000000 | [19 empty] | 1 to 2.5 (power dependent) |  |  |  | 20 | [17 empty] | ±1 | [21 empty] | Yes | Deep UV | 250 | 10600 | 10350 |  |  |  |  | 10600 | [99 empty] | USB | [114 empty] | 2.5 | [76 empty] | Water | [83 empty] | ±5 | [15 empty] | Broadband | [116 empty] | ±1.5 | [74 empty] | https://www.coherent.com/measurement-control/measurement/powermax-usb-rs-sensors/powermax-usb-sensors |  | 2017-09-01
996 | PowerMax-USB PM10 Power Sensor | PowerMax USB/RS Sensors | Laser Measurement |  | 1194262 |  |  | 9995 | 5 | 10000 | [11 empty] | 30, <5 min | [7 empty] | 6 |  |  |  | 0.2 | [17 empty] | ±1 | [21 empty] | Yes | Deep UV | 190 | 11000 | 10810 |  |  |  |  | 10600 | [99 empty] | USB | [114 empty] | 2.5 | [76 empty] | Air | [83 empty] | ±2 | [15 empty] | Broadband | [116 empty] | ±1.5 | [74 empty] | https://www.coherent.com/measurement-control/measurement/powermax-usb-rs-sensors/powermax-usb-sensors |  | 2017-09-01
997 | PowerMax-USB PM10-19C Power Sensor | PowerMax USB/RS Sensors | Laser Measurement |  | 1168344 | [16 empty] | 5, air-cooled <5 min | [11 empty] | 0.2 | [17 empty] | ±1 | [21 empty] | Yes | Deep UV | 190 | 11000 | 10810 | [513 empty] | ±1.5 | [74 empty] | https://www.coherent.com/measurement-control/measurement/powermax-usb-rs-sensors/powermax-usb-sensors |  | 2017-09-01
998 | PowerMax-USB PM150-19C Power Sensor | PowerMax USB/RS Sensors | Laser Measurement |  | 1168346 |  |  | 149700 | 300 | 150000 | [11 empty] | 20, air-cooled <5 min | [7 empty] | 6 |  |  |  | 1 | [17 empty] | ±1 | [21 empty] | Yes | Deep UV | 190 | 11000 | 10810 |  |  |  |  | 10600 | [99 empty] | USB | [114 empty] | 2.5 | [76 empty] | Water, Air (intermittent) | [83 empty] | ±2 | [15 empty] | Broadband | [116 empty] | ±1.5 | [55 empty] | 19 | [18 empty] | https://www.coherent.com/measurement-control/measurement/powermax-usb-rs-sensors/powermax-usb-sensors |  | 2017-09-01
999 | PowerMax-USB PM150-50C Power Sensor Sensor | PowerMax USB/RS Sensors | Laser Measurement |  | 1168348 |  |  | 149700 | 300 | 150000 | [11 empty] | 80, air-cooled <5 min | [7 empty] | 6 |  |  |  | 1 | [17 empty] | ±1 | [21 empty] | Yes | Deep UV | 190 | 11000 | 10810 |  |  |  |  | 10600 | [99 empty] | USB | [114 empty] | 2.5 | [76 empty] | Water, Air (intermittent) | [83 empty] | ±2 | [15 empty] | Broadband | [116 empty] | ±1.5 | [55 empty] | 50 | [18 empty] | https://www.coherent.com/measurement-control/measurement/powermax-usb-rs-sensors/powermax-usb-sensors |  | 2017-09-01