## sheet
1 | Azure | Azure | Laser | CW |  | DPSS | 230 | 130 | 100 | 230 | 600 | [7 empty] | <1% over 8 hrs |  |  | Air-cooled |  |  |  | Yes | Deep UV | 266 | [17 empty] | RS-232 |  |  |  | 1000 | [12 empty] | ±25% of Rayleigh range |  |  |  | <0.42 | [9 empty] | M^2x <1.3, M^2y<1.3 | <1.3 |  | 1.05 ± 0.2 |  |  | Front bezel ± 25% of Rayleigh range | [8 empty] | 0.9 to 1.1 |  |  |  |  | 1.5% for 1 sec between 10 Hz and 100 MHz | Vertical, linear, 200:1 |  |  |  | ±5 | <0.3% between 10Hz and 100 MHz |  | TEM00 |  |  |  | 436 x 210 x 393 | 17.5 |  |  |  |  | 592 x 367 x 177 | 48 | [5 empty] | 451 x 479 x 95 | 10 |  |  |  | 31.5 |  |  |  |  | 3.8 | [7 empty] | 45 | [16 empty] | +15 to +30℃ operating, stabilized to 2℃ in a non-condensing environment | Horizontal ± 2º |  |  |  | -20℃ to +50℃ shipping in a non-condensing environment |  | Cold Start: <120 min, From Standby: <5 min, From Crystal Shift: <2 min | [11 empty] | Closed-loop chiller for baseplate |  |  |  | Laser Inspection, Wafer and Reticle Inspection | Fiber Bragg Grating, Semiconductor, Inspection |  | https://www.coherent.com/lasers/laser/diode-pumped-solid-state-lasers/continuous-wave-cw/azure | 2017-09-01
2 | ColdRay Lasers | ColdRay Lasers | Laser | CW |  | Diode |  | 130 | 20 | 150 | [8 empty] | <=±0.5% in 1 hr at 25℃, <=±1% in 24 hrs at 25℃ | [6 empty] | Yes | UV - Visible | 375 | 660 | 285 | <10 | <10 | [8 empty] | 5±10% at 2A max (typical 1A) | [20 empty] | Rise/fall time (µs): 5 (faster response time available upon demand) | [15 empty] | <=1.2 | [7 empty] | <0.8 | [10 empty] | <1% between 20 Hz to 20 MHz |  | TE |  | >=17 | <10 | <0.5% between 20 Hz to 20MHz |  | TEM00 | [9 empty] | 82.55 x 26.1 x 38.1 | [40 empty] | 0 to 40 | [6 empty] | -20 to 60℃ |  |  | Non-condensing | [10 empty] | Atmospheric |  |  | Machine Vision, Life Sciences | 3D Contour Mapping, 3D Proofing and Mapping, Automotive Alignment, Bio-Detection, Confocal Microscopy, Flow Cytometry, Food Inspection, Industrial Inspection, Positioning and Visualization, Spectroscopy, Transportation |  | https://www.coherent.com/lasers/laser/machine-vision-structured-light-lasers/coldray-lasers | 2017-10-11
3 | ColdRay-375 | ColdRay Lasers | Laser | CW |  | Diode | 20 |  |  | 20 | [7 empty] | 15 | <=±0.5% in 1 hr at 25℃, <=±1% in 24 hrs at 25℃ | [6 empty] | Yes | UV | 375 |  |  | 5 | 5 | [8 empty] | 5±10% at 2A max (typical 1A) | [20 empty] | Rise/fall time (µs): 5 (faster response time available upon demand) | [15 empty] | <=1.2 | [7 empty] | <0.6 | [10 empty] | <1% between 20 Hz to 20 MHz |  | TE |  | >=17 | <10 | <0.5% between 20 Hz to 20MHz |  | TEM00 | [9 empty] | 82.55 x 26.1 x 38.1 | [40 empty] | 0 to 40 | [6 empty] | -20 to 60℃ |  |  | Non-condensing | [10 empty] | Atmospheric |  |  | Machine Vision, Life Sciences | 3D Contour Mapping, 3D Proofing and Mapping, Automotive Alignment, Bio-Detection, Confocal Microscopy, Flow Cytometry, Food Inspection, Industrial Inspection, Positioning and Visualization, Spectroscopy, Transportation |  | https://www.coherent.com/lasers/laser/machine-vision-structured-light-lasers/coldray-lasers | 2017-09-01
4 | ColdRay-405 | ColdRay Lasers | Laser | CW |  | Diode | 120 | 115 | 5 | 120 | [7 empty] | 90 | <=±0.5% in 1 hr at 25℃, <=±1% in 24 hrs at 25℃ | [6 empty] | Yes | Violet | 405 |  |  | 8 | 5 | [8 empty] | 5±10% at 2A max (typical 1A) | [20 empty] | Rise/fall time (µs): 5 (faster response time available upon demand) | [15 empty] | <=1.2 | [7 empty] | <0.6 | [10 empty] | <1% between 20 Hz to 20 MHz |  | TE |  | >=17 | <10 | <0.5% between 20 Hz to 20MHz |  | TEM00 | [9 empty] | 82.55 x 26.1 x 38.1 | [40 empty] | 0 to 40 | [6 empty] | -20 to 60℃ |  |  | Non-condensing | [10 empty] | Atmospheric |  |  | Machine Vision, Life Sciences | 3D Contour Mapping, 3D Proofing and Mapping, Automotive Alignment, Bio-Detection, Confocal Microscopy, Flow Cytometry, Food Inspection, Industrial Inspection, Positioning and Visualization, Spectroscopy, Transportation |  | https://www.coherent.com/lasers/laser/machine-vision-structured-light-lasers/coldray-lasers | 2017-09-01
5 | ColdRay-445 | ColdRay Lasers | Laser | CW |  | Diode | 50 |  |  | 50 | [7 empty] | 35 | <=±0.5% in 1 hr at 25℃, <=±1% in 24 hrs at 25℃ | [6 empty] | Yes | Visible | 445 |  |  | 5 | 5 | [8 empty] | 5±10% at 2A max (typical 1A) | [20 empty] | Rise/fall time (µs): 5 (faster response time available upon demand) | [15 empty] | <=1.2 | [7 empty] | <0.7 | [10 empty] | <1% between 20 Hz to 20 MHz |  | TE |  | >=17 | <10 | <0.5% between 20 Hz to 20MHz |  | TEM00 | [9 empty] | 82.55 x 26.1 x 38.1 | [40 empty] | 0 to 40 | [6 empty] | -20 to 60℃ |  |  | Non-condensing | [10 empty] | Atmospheric |  |  | Machine Vision, Life Sciences | 3D Contour Mapping, 3D Proofing and Mapping, Automotive Alignment, Bio-Detection, Confocal Microscopy, Flow Cytometry, Food Inspection, Industrial Inspection, Positioning and Visualization, Spectroscopy, Transportation |  | https://www.coherent.com/lasers/laser/machine-vision-structured-light-lasers/coldray-lasers | 2017-09-01
6 | ColdRay-473 | ColdRay Lasers | Laser | CW |  | Diode | 20 |  |  | 20 | [7 empty] | 15 | <=±0.5% in 1 hr at 25℃, <=±1% in 24 hrs at 25℃ | [6 empty] | Yes | Visible | 473 |  |  | 5 | 5 | [8 empty] | 5±10% at 2A max (typical 1A) | [20 empty] | Rise/fall time (µs): 5 (faster response time available upon demand) | [15 empty] | <=1.2 | [7 empty] | <0.7 | [10 empty] | <1% between 20 Hz to 20 MHz |  | TE |  | >=17 | <10 | <0.5% between 20 Hz to 20MHz |  | TEM00 | [9 empty] | 82.55 x 26.1 x 38.1 | [40 empty] | 0 to 40 | [6 empty] | -20 to 60℃ |  |  | Non-condensing | [10 empty] | Atmospheric |  |  | Machine Vision, Life Sciences | 3D Contour Mapping, 3D Proofing and Mapping, Automotive Alignment, Bio-Detection, Confocal Microscopy, Flow Cytometry, Food Inspection, Industrial Inspection, Positioning and Visualization, Spectroscopy, Transportation |  | https://www.coherent.com/lasers/laser/machine-vision-structured-light-lasers/coldray-lasers | 2017-09-01
7 | ColdRay-640 | ColdRay Lasers | Laser | CW |  | Diode | 80 | 75 | 5 | 80 | [7 empty] | 60 | <=±0.5% in 1 hr at 25℃, <=±1% in 24 hrs at 25℃ | [6 empty] | Yes | Visible | 640 |  |  | 5 | 5 | [8 empty] | 5±10% at 2A max (typical 1A) | [20 empty] | Rise/fall time (µs): 5 (faster response time available upon demand) | [15 empty] | <=1.2 | [7 empty] | <0.8 | [10 empty] | <1% between 20 Hz to 20 MHz |  | TE |  | >=17 | <10 | <0.5% between 20 Hz to 20MHz |  | TEM00 | [9 empty] | 82.55 x 26.1 x 38.1 | [40 empty] | 0 to 40 | [6 empty] | -20 to 60℃ |  |  | Non-condensing | [10 empty] | Atmospheric |  |  | Machine Vision, Life Sciences | 3D Contour Mapping, 3D Proofing and Mapping, Automotive Alignment, Bio-Detection, Confocal Microscopy, Flow Cytometry, Food Inspection, Industrial Inspection, Positioning and Visualization, Spectroscopy, Transportation |  | https://www.coherent.com/lasers/laser/machine-vision-structured-light-lasers/coldray-lasers | 2017-09-01
8 | ColdRay-660 | ColdRay Lasers | Laser | CW |  | Diode | 150 | 115 | 35 | 150 | [7 empty] | 75 | <=±0.5% in 1 hr at 25℃, <=±1% in 24 hrs at 25℃ | [6 empty] | Yes | Visible | 660 |  |  | 10 | 10 | [8 empty] | 5±10% at 2A max (typical 1A) | [20 empty] | Rise/fall time (µs): 5 (faster response time available upon demand) | [15 empty] | <=1.2 | [7 empty] | <0.8 | [10 empty] | <1% between 20 Hz to 20 MHz |  | TE |  | >=17 | <10 | <0.5% between 20 Hz to 20MHz |  | TEM00 | [9 empty] | 82.55 x 26.1 x 38.1 | [40 empty] | 0 to 40 | [6 empty] | -20 to 60℃ |  |  | Non-condensing | [10 empty] | Atmospheric |  |  | Machine Vision, Life Sciences | 3D Contour Mapping, 3D Proofing and Mapping, Automotive Alignment, Bio-Detection, Confocal Microscopy, Flow Cytometry, Food Inspection, Industrial Inspection, Positioning and Visualization, Spectroscopy, Transportation |  | https://www.coherent.com/lasers/laser/machine-vision-structured-light-lasers/coldray-lasers | 2017-09-01
9 | Compass 115M | Compass | Laser | CW |  | DPSS | 5, 10, 15, 20 | 15 | 5 | 20 |  |  | <10 | [5 empty] | <5% over 8 hrs | [6 empty] | Yes | Visible | 532 | [19 empty] | 5 | 6 | <15 | 15 | [12 empty] | ±2.5 |  | 0.32 ± 15% | <3 | [8 empty] | ±1 |  | <1.2 | [11 empty] | >90%, <1.1:1 | [7 empty] | 100:1, vertical |  |  |  | <6 | <0.5% between 10 Hz to 1 MHz) | TEM00 | [9 empty] | 0.25 | 100 x 55 x 33.5 | 0.15 | [7 empty] | 138 x 40 x 40 | 0.1 | 174 x 107 x 43 | 0.7 |  |  | 140 x 92.5 x 14.5 | 0.2 | 1 | [20 empty] | 45 | [9 empty] | -20 to 60℃ | <5 | [8 empty] | FieldMax-TO | [5 empty] | OP-2VIS | Life Sciences | Bio-Medical Research, Cell Research, Confocal Microscopy, Flow Cytometry | Fluorescence, Excitation | https://www.coherent.com/lasers/laser/compass-lasers/compass-115m | 2017-09-01
10 | CUBE | CUBE | Laser | CW |  | Diode |  | 84 | 16 | 100 | [8 empty] | <±2% ober 8 hrs |  |  |  | 100 to 240, 50 to 60 Hz | <=15 |  | Yes | UV - Near IR | 375 | 730 | 355 | [11 empty] | <2.5 | [5 empty] | 4.8 | 6.5 | <15 | 15 |  |  | >10000:1 | <5000 (10% to 90%) | <=350 | <5000 (10% to 90%) |  | <=3 nsec (10% to 90%) |  | <= 2 (10% to 90%) |  |  | <5 | <1:1.2 | <1.4 | <1 | [8 empty] | <1 |  | <1.3 | [19 empty] | Min 100:1, Vertical ±5º |  |  |  | <6 | <=0.15% between 20 Hz to 10 MHz, <1% between 10 MHz to 500 MHz | TEM00 |  |  | Digital, Analog, and PC Control |  |  |  | 138 x 62 x 26 | 0.12 |  | 0.08 | 100 x 40 x 40 | 0.3 |  |  |  | 127 x 66 x 44 | 0.4 |  |  |  |  | 87 x 47 x 32 | 0.22 |  |  |  |  | 0.254-0.406 | 1.8 | 0.1 |  |  | 13 | +10 to 50 | [24 empty] | -20 to 60℃ | <5 | [5 empty] | Class IIIb |  |  |  | Level 4 | Max Bandwidth: 130 kHz), Rise/fall time (10% to 90%): <1 µs, Modulation depth (∞, complete On/Off) |  |  |  |  | Confocal Microscopy, DNA Sequencing, Flow Cytometry, Medical Imaging and Instrumentation |  |  | https://www.coherent.com/lasers/laser/cw-solid-state-lasers/cube-lasers/ | 2017-10-11
11 | CUBE 375-16C | CUBE | Laser | CW | 1112774 | Diode | 16 | [11 empty] | <±2% ober 8 hrs |  |  |  | 100 to 240, 50 to 60 Hz | <15 |  | Yes | UV | 375 | [13 empty] | <2.5 | [5 empty] | 4.8 | 6.5 | <15 | 15 |  |  | >10000:1 at 0 Hz, >250:1 at 150 MHz | <5000 (10% to 90%) | <=70 | <5000 (10% to 90%) |  | <2 nsec (10% to 90%) | 150 | < 2 (10% to 90%) |  |  | <5 | <1:1.2 | 1.1 | 0.5 | [8 empty] | <1 |  | <1.3 | [19 empty] | Min 100:1, Vertical ±5º |  |  |  | <6 | <=0.15% between 20 Hz to 10 MHz, <1% between 10 MHz to 500 MHz | TEM00 |  |  | Digital, Analog, and PC Control |  |  |  | 138 x 62 x 26 | 0.12 |  | 0.08 | 100 x 40 x 40 | 0.3 |  |  |  | 127 x 66 x 44 | 0.4 |  |  |  |  | 87 x 47 x 32 | 0.22 |  |  |  |  | 0.254-0.406 | 1.8 | 0.1 |  |  | 13 | +10 to 50 | [24 empty] | -20 to 60℃ | <5 | [5 empty] | Class IIIb |  |  |  | Level 4 | Max Bandwidth: 130 kHz), Rise/fall time (10% to 90%): <1 µs, Modulation depth (∞, complete On/Off) |  |  |  |  | Confocal Microscopy, DNA Sequencing, Flow Cytometry, Medical Imaging and Instrumentation |  |  | https://www.coherent.com/lasers/laser/cw-solid-state-lasers/cube-lasers/ | 2017-09-01
12 | CUBE 405-50C | CUBE | Laser | CW | 1174298 | Diode | 50 | [11 empty] | <±2% ober 8 hrs |  |  |  | 100 to 240, 50 to 60 Hz | <15 |  | Yes | Violet | 405 | [13 empty] | <2.5 | [5 empty] | 4.8 | 6.5 | <15 | 15 |  |  | >10000:1 at 0 Hz, >250:1 at 150 MHz | <1000 (10% to 90%) | <=350 | <1000 (10% to 90%) |  | <2 nsec (10% to 90%) | 150 | < 2 (10% to 90%) |  |  | <5 | <1:1.2 | 1.4 | 0.4 | [8 empty] | <1 |  | <1.3 | [19 empty] | Min 100:1, Vertical ±5º |  |  |  | <6 | <=0.15% between 20 Hz to 10 MHz, <1% between 10 MHz to 500 MHz | TEM00 |  |  | Digital, Analog, and PC Control |  |  |  | 138 x 62 x 26 | 0.12 |  | 0.08 | 100 x 40 x 40 | 0.3 |  |  |  | 127 x 66 x 44 | 0.4 |  |  |  |  | 87 x 47 x 32 | 0.22 |  |  |  |  | 0.254-0.406 | 1.8 | 0.1 |  |  | 13 | +10 to 50 | [24 empty] | -20 to 60℃ | <5 | [5 empty] | Class IIIb |  |  |  | Level 4 | Max Bandwidth: 130 kHz), Rise/fall time (10% to 90%): <1 µs, Modulation depth (∞, complete On/Off) |  |  |  |  | Confocal Microscopy, DNA Sequencing, Flow Cytometry, Medical Imaging and Instrumentation |  |  | https://www.coherent.com/lasers/laser/cw-solid-state-lasers/cube-lasers/ | 2017-09-01
13 | CUBE 405-100C | CUBE | Laser | CW | 1142279 | Diode | 100 | [11 empty] | <±2% ober 8 hrs |  |  |  | 100 to 240, 50 to 60 Hz | <15 |  | Yes | Violet | 405 | [13 empty] | <2.5 | [5 empty] | 4.8 | 6.5 | <15 | 15 |  |  | >10000:1 at 0 Hz, >250:1 at 150 MHz | <1000 (10% to 90%) | <=350 | <1000 (10% to 90%) |  | <2 nsec (10% to 90%) | 150 | < 2 (10% to 90%) |  |  | <5 | <1:1.2 | 1.4 | 0.4 | [8 empty] | <1 |  | <1.2 | [19 empty] | Min 100:1, Vertical ±5º |  |  |  | <6 | <=0.15% between 20 Hz to 10 MHz, <1% between 10 MHz to 500 MHz | TEM00 |  |  | Digital, Analog, and PC Control |  |  |  | 138 x 62 x 26 | 0.12 |  | 0.08 | 100 x 40 x 40 | 0.3 |  |  |  | 127 x 66 x 44 | 0.4 |  |  |  |  | 87 x 47 x 32 | 0.22 |  |  |  |  | 0.254-0.406 | 1.8 | 0.1 |  |  | 13 | +10 to 50 | [24 empty] | -20 to 60℃ | <5 | [5 empty] | Class IIIb |  |  |  | Level 4 | Max Bandwidth: 130 kHz), Rise/fall time (10% to 90%): <1 µs, Modulation depth (∞, complete On/Off) |  |  |  |  | Confocal Microscopy, DNA Sequencing, Flow Cytometry, Medical Imaging and Instrumentation |  |  | https://www.coherent.com/lasers/laser/cw-solid-state-lasers/cube-lasers/ | 2017-09-01
14 | CUBE 445-40C | CUBE | Laser | CW | 1069418 | Diode | 40 | [11 empty] | <±2% ober 8 hrs |  |  |  | 100 to 240, 50 to 60 Hz | <15 |  | Yes | Visible | 445 | [13 empty] | <2.5 | [5 empty] | 4.8 | 6.5 | <15 | 15 |  |  | >10000:1 at 0 Hz, >250:1 at 150 MHz | <1000 (10% to 90%) | <=350 | <1000 (10% to 90%) |  | <3 nsec (10% to 90%) | 125 | < 2 (10% to 90%) |  |  | <5 | <1:1.2 | 1.1 | 0.6 | [8 empty] | <1 |  | <1.2 | [19 empty] | Min 100:1, Vertical ±5º |  |  |  | <6 | <=0.15% between 20 Hz to 10 MHz, <1% between 10 MHz to 500 MHz | TEM00 |  |  | Digital, Analog, and PC Control |  |  |  | 138 x 62 x 26 | 0.12 |  | 0.08 | 100 x 40 x 40 | 0.3 |  |  |  | 127 x 66 x 44 | 0.4 |  |  |  |  | 87 x 47 x 32 | 0.22 |  |  |  |  | 0.254-0.406 | 1.8 | 0.1 |  |  | 13 | +10 to 50 | [24 empty] | -20 to 60℃ | <5 | [5 empty] | Class IIIb |  |  |  | Level 4 | Max Bandwidth: 130 kHz), Rise/fall time (10% to 90%): <1 µs, Modulation depth (∞, complete On/Off) |  |  |  |  | Confocal Microscopy, DNA Sequencing, Flow Cytometry, Medical Imaging and Instrumentation |  |  | https://www.coherent.com/lasers/laser/cw-solid-state-lasers/cube-lasers/ | 2017-09-01
15 | CUBE 488-50C | CUBE | Laser | CW | 1174040 | Diode | 50 | [11 empty] | <±2% ober 8 hrs |  |  |  | 100 to 240, 50 to 60 Hz | <15 |  | Yes | Visible | 488 | [13 empty] | <2.5 | [5 empty] | 4.8 | 6.5 | <15 | 15 |  |  | >10000:1 at 0 Hz, >250:1 at 150 MHz | <1000 (10% to 90%) | <=350 | <1000 (10% to 90%) |  | <3 nsec (10% to 90%) | 125 | < 2 (10% to 90%) |  |  | <5 | <1:1.2 | 1.3 | 0.6 | [8 empty] | <1 |  | <1.2 | [19 empty] | Min 100:1, Vertical ±5º |  |  |  | <6 | <=0.15% between 20 Hz to 10 MHz, <1% between 10 MHz to 500 MHz | TEM00 |  |  | Digital, Analog, and PC Control |  |  |  | 138 x 62 x 26 | 0.12 |  | 0.08 | 100 x 40 x 40 | 0.3 |  |  |  | 127 x 66 x 44 | 0.4 |  |  |  |  | 87 x 47 x 32 | 0.22 |  |  |  |  | 0.254-0.406 | 1.8 | 0.1 |  |  | 13 | +10 to 50 | [24 empty] | -20 to 60℃ | <5 | [5 empty] | Class IIIb |  |  |  | Level 4 | Max Bandwidth: 130 kHz), Rise/fall time (10% to 90%): <1 µs, Modulation depth (∞, complete On/Off) |  |  |  |  | Confocal Microscopy, DNA Sequencing, Flow Cytometry, Medical Imaging and Instrumentation |  |  | https://www.coherent.com/lasers/laser/cw-solid-state-lasers/cube-lasers/ | 2017-09-01
16 | CUBE 640-40C | CUBE | Laser | CW | 1069417 | Diode | 40 | [11 empty] | <±2% ober 8 hrs |  |  |  | 100 to 240, 50 to 60 Hz | <15 |  | Yes | Visible | 640 | [13 empty] | <2.5 | [5 empty] | 4.8 | 6.5 | <15 | 15 |  |  | >10000:1 at 0 Hz, >250:1 at 150 MHz | <1000 (10% to 90%) | <=350 | <1000 (10% to 90%) |  | <2 nsec (10% to 90%) | 150 | < 2 (10% to 90%) |  |  | <5 | <1:1.2 | 1 | 1 | [8 empty] | <1 |  | <1.2 | [19 empty] | Min 100:1, Vertical ±5º |  |  |  | <6 | <=0.1% between 20 Hz to 10 MHz, <1% between 10 MHz to 500 MHz | TEM00 |  |  | Digital, Analog, and PC Control |  |  |  | 138 x 62 x 26 | 0.12 |  | 0.08 | 100 x 40 x 40 | 0.3 |  |  |  | 127 x 66 x 44 | 0.4 |  |  |  |  | 87 x 47 x 32 | 0.22 |  |  |  |  | 0.254-0.406 | 1.8 | 0.1 |  |  | 13 | +10 to 50 | [24 empty] | -20 to 60℃ | <5 | [5 empty] | Class IIIb |  |  |  | Level 4 | Max Bandwidth: 130 kHz), Rise/fall time (10% to 90%): <1 µs, Modulation depth (∞, complete On/Off) |  |  |  |  | Confocal Microscopy, DNA Sequencing, Flow Cytometry, Medical Imaging and Instrumentation |  |  | https://www.coherent.com/lasers/laser/cw-solid-state-lasers/cube-lasers/ | 2017-09-01
17 | CUBE 640-100C | CUBE | Laser | CW | 1150205 | Diode | 100 | [11 empty] | <±2% ober 8 hrs |  |  |  | 100 to 240, 50 to 60 Hz | <15 |  | Yes | Visible | 640 | [13 empty] | <2.5 | [5 empty] | 4.8 | 6.5 | <15 | 15 |  |  | >10000:1 at 0 Hz, >250:1 at 150 MHz | <1000 (10% to 90%) | <=350 | <1000 (10% to 90%) |  | <2 nsec (10% to 90%) | 150 | < 2 (10% to 90%) |  |  | <5 | <1:1.2 | 1 | 1 | [8 empty] | <1 |  | <1.2 | [19 empty] | Min 100:1, Vertical ±5º |  |  |  | <6 | <=0.1% between 20 Hz to 10 MHz, <1% between 10 MHz to 500 MHz | TEM00 |  |  | Digital, Analog, and PC Control |  |  |  | 138 x 62 x 26 | 0.12 |  | 0.08 | 100 x 40 x 40 | 0.3 |  |  |  | 127 x 66 x 44 | 0.4 |  |  |  |  | 87 x 47 x 32 | 0.22 |  |  |  |  | 0.254-0.406 | 1.8 | 0.1 |  |  | 13 | +10 to 50 | [24 empty] | -20 to 60℃ | <5 | [5 empty] | Class IIIb |  |  |  | Level 4 | Max Bandwidth: 130 kHz), Rise/fall time (10% to 90%): <1 µs, Modulation depth (∞, complete On/Off) |  |  |  |  | Confocal Microscopy, DNA Sequencing, Flow Cytometry, Medical Imaging and Instrumentation |  |  | https://www.coherent.com/lasers/laser/cw-solid-state-lasers/cube-lasers/ | 2017-09-01
18 | CUBE 647-100C | CUBE | Laser | CW | 1190357 | Diode | 100 | [11 empty] | <±2% ober 8 hrs |  |  |  | 100 to 240, 50 to 60 Hz | <15 |  | Yes | Visible | 647 | [13 empty] | <2.5 | [5 empty] | 4.8 | 6.5 | <15 | 15 |  |  | >10000:1 at 0 Hz, >250:1 at 150 MHz | <1000 (10% to 90%) | <=350 | <1000 (10% to 90%) |  | <2 nsec (10% to 90%) | 150 | < 2 (10% to 90%) |  |  | <5 | <1:1.2 | 1 | 1 | [8 empty] | <1 |  | <1.2 | [19 empty] | Min 100:1, Vertical ±5º |  |  |  | <6 | <=0.1% between 20 Hz to 10 MHz, <1% between 10 MHz to 500 MHz | TEM00 |  |  | Digital, Analog, and PC Control |  |  |  | 138 x 62 x 26 | 0.12 |  | 0.08 | 100 x 40 x 40 | 0.3 |  |  |  | 127 x 66 x 44 | 0.4 |  |  |  |  | 87 x 47 x 32 | 0.22 |  |  |  |  | 0.254-0.406 | 1.8 | 0.1 |  |  | 13 | +10 to 50 | [24 empty] | -20 to 60℃ | <5 | [5 empty] | Class IIIb |  |  |  | Level 4 | Max Bandwidth: 130 kHz), Rise/fall time (10% to 90%): <1 µs, Modulation depth (∞, complete On/Off) |  |  |  |  | Confocal Microscopy, DNA Sequencing, Flow Cytometry, Medical Imaging and Instrumentation |  |  | https://www.coherent.com/lasers/laser/cw-solid-state-lasers/cube-lasers/ | 2017-09-01
19 | CUBE 660-60C | CUBE | Laser | CW | 1094060 | Diode | 60 | [11 empty] | <±2% ober 8 hrs |  |  |  | 100 to 240, 50 to 60 Hz | <15 |  | Yes | Visible | 660 | [13 empty] | <2.5 | [5 empty] | 4.8 | 6.5 | <15 | 15 |  |  | >10000:1 at 0 Hz, >250:1 at 150 MHz | <1000 (10% to 90%) | <=350 | <1000 (10% to 90%) |  | <2 nsec (10% to 90%) | 150 | < 2 (10% to 90%) |  |  | <5 | <1:1.2 | 1.4 | 0.6 | [8 empty] | <1 |  | <1.2 | [19 empty] | Min 100:1, Vertical ±5º |  |  |  | <6 | <=0.1% between 20 Hz to 10 MHz, <1% between 10 MHz to 500 MHz | TEM00 |  |  | Digital, Analog, and PC Control |  |  |  | 138 x 62 x 26 | 0.12 |  | 0.08 | 100 x 40 x 40 | 0.3 |  |  |  | 127 x 66 x 44 | 0.4 |  |  |  |  | 87 x 47 x 32 | 0.22 |  |  |  |  | 0.254-0.406 | 1.8 | 0.1 |  |  | 13 | +10 to 50 | [24 empty] | -20 to 60℃ | <5 | [5 empty] | Class IIIb |  |  |  | Level 4 | Max Bandwidth: 130 kHz), Rise/fall time (10% to 90%): <1 µs, Modulation depth (∞, complete On/Off) |  |  |  |  | Confocal Microscopy, DNA Sequencing, Flow Cytometry, Medical Imaging and Instrumentation |  |  | https://www.coherent.com/lasers/laser/cw-solid-state-lasers/cube-lasers/ | 2017-09-01
20 | CUBE 660-100C | CUBE | Laser | CW | 1130061 | Diode | 100 | [11 empty] | <±2% ober 8 hrs |  |  |  | 100 to 240, 50 to 60 Hz | <15 |  | Yes | Visible | 660 | [13 empty] | <2.5 | [5 empty] | 4.8 | 6.5 | <15 | 15 |  |  | >10000:1 at 0 Hz, >250:1 at 150 MHz | <1000 (10% to 90%) | <=350 | <1000 (10% to 90%) |  | <2 nsec (10% to 90%) | 150 | < 2 (10% to 90%) |  |  | <5 | <1:1.2 | 1 | 1 | [8 empty] | <1 |  | <1.2 | [19 empty] | Min 100:1, Vertical ±5º |  |  |  | <6 | <=0.1% between 20 Hz to 10 MHz, <1% between 10 MHz to 500 MHz | TEM00 |  |  | Digital, Analog, and PC Control |  |  |  | 138 x 62 x 26 | 0.12 |  | 0.08 | 100 x 40 x 40 | 0.3 |  |  |  | 127 x 66 x 44 | 0.4 |  |  |  |  | 87 x 47 x 32 | 0.22 |  |  |  |  | 0.254-0.406 | 1.8 | 0.1 |  |  | 13 | +10 to 50 | [24 empty] | -20 to 60℃ | <5 | [5 empty] | Class IIIb |  |  |  | Level 4 | Max Bandwidth: 130 kHz), Rise/fall time (10% to 90%): <1 µs, Modulation depth (∞, complete On/Off) |  |  |  |  | Confocal Microscopy, DNA Sequencing, Flow Cytometry, Medical Imaging and Instrumentation |  |  | https://www.coherent.com/lasers/laser/cw-solid-state-lasers/cube-lasers/ | 2017-09-01
21 | CUBE 730-30C | CUBE | Laser | CW | 1178855 | Diode | 30 | [11 empty] | <±2% ober 8 hrs |  |  |  | 100 to 240, 50 to 60 Hz | <15 |  | Yes | Near IR | 730 | [13 empty] | <2.5 | [5 empty] | 4.8 | 6.5 | <15 | 15 |  |  | >10000:1 at 0 Hz, >250:1 at 150 MHz | <1000 (10% to 90%) | <=350 | <1000 (10% to 90%) |  | <2 nsec (10% to 90%) | 150 | < 2 (10% to 90%) |  |  | <5 | <1:1.2 | 1.2 | 0.9 | [8 empty] | <1 |  | <1.2 | [19 empty] | Min 100:1, Vertical ±5º |  |  |  | <6 | <=0.1% between 20 Hz to 10 MHz, <1% between 10 MHz to 500 MHz | TEM00 |  |  | Digital, Analog, and PC Control |  |  |  | 138 x 62 x 26 | 0.12 |  | 0.08 | 100 x 40 x 40 | 0.3 |  |  |  | 127 x 66 x 44 | 0.4 |  |  |  |  | 87 x 47 x 32 | 0.22 |  |  |  |  | 0.254-0.406 | 1.8 | 0.1 |  |  | 13 | +10 to 50 | [24 empty] | -20 to 60℃ | <5 | [5 empty] | Class IIIb |  |  |  | Level 4 | Max Bandwidth: 130 kHz), Rise/fall time (10% to 90%): <1 µs, Modulation depth (∞, complete On/Off) |  |  |  |  | Confocal Microscopy, DNA Sequencing, Flow Cytometry, Medical Imaging and Instrumentation |  |  | https://www.coherent.com/lasers/laser/cw-solid-state-lasers/cube-lasers/ | 2017-09-01
22 | DIAMOND C-Series | DIAMOND C-Series | Laser | CW |  | CO2 |  |  | 10000 | 135000+ | [8 empty] | <±10% | [6 empty] | Yes | IR | 9240 | 10630 | 1390 | [36 empty] | <=8 | [10 empty] | <1.3 | [56 empty] | <23 | <=2300 | [7 empty] | Air/Liquid | [6 empty] | <60 |  |  |  |  | 5 to 45 | [6 empty] | -10 to 60℃ |  |  |  |  | <=2000 | [11 empty] | Materials Processing, Marking, Cutting, Engraving, Film Cutting and Processing, Process Acrylics, Process Cardboard, Process Ceramics, Process Glass, Process Polymer Films, Process Leather, Process Paper, Process Textiles, Process Wood, Process PCBs | Drilling, Engraving, Packaging, Scribing | Paper, Plastic, Metal, Polyethylene, Wood and Derivatives | https://www.coherent.com/lasers/laser/DIAMOND-c-series | 2017-10-11
23 | DIAMOND C-20A | DIAMOND C-Series | Laser | CW |  | CO2 | 10000 | [7 empty] | 48 VDC, 11.5A |  |  |  | ±10% | [6 empty] | Yes | IR | 9240 | 9350 | 110 | [9 empty] | 0 to 100, 0 to 100% DC | [26 empty] | 7.5 ± 0.5 | [10 empty] | <1.2 | 1.8 ± 0.2 | [18 empty] | >100 to 1 (fixed linear, parallel to width dimension) | [14 empty] | 357 x 92.5 x 154.5 | [21 empty] | 6.6 | <575 | [7 empty] | Air | [6 empty] | <60 |  |  |  |  | 5 to 40 | [6 empty] | -10 to 60℃ |  |  | Non-condensing |  | <2000 | [11 empty] | Materials Processing, Marking, Engraving | Drilling, Engraving, Packaging, Scribing | Paper, Plastic, Metal, Polyethylene, Wood and Derivatives | https://www.coherent.com/lasers/laser/DIAMOND-c-series | 2017-09-01
24 | DIAMOND C-20A | DIAMOND C-Series | Laser | CW |  | CO2 | 20000 | [7 empty] | 48 VDC, 11.5A |  |  |  | ±8% | [6 empty] | Yes | IR | 10550 | 10630 | 80 | [9 empty] | 0 to 100, 0 to 100% DC | [26 empty] | 7.5 ± 0.5 | [10 empty] | <1.2 | 1.8 ± 0.2 | [18 empty] | >100 to 1 (fixed linear, parallel to width dimension) | [14 empty] | 357 x 92.5 x 154.5 | [21 empty] | 6.6 | <575 | [7 empty] | Air | [6 empty] | <60 |  |  |  |  | 5 to 40 | [6 empty] | -10 to 60℃ |  |  | Non-condensing |  | <2000 | [11 empty] | Materials Processing, Marking, Engraving | Drilling, Engraving, Packaging, Scribing | Paper, Plastic, Metal, Polyethylene, Wood and Derivatives | https://www.coherent.com/lasers/laser/DIAMOND-c-series | 2017-09-01
25 | DIAMOND C-30A | DIAMOND C-Series | Laser | CW |  | CO2 | 17000 | [7 empty] | 48 VDC, 11.5A |  |  |  | ±5% | [6 empty] | Yes | IR | 9240 | 9350 | 110 | [9 empty] | 0 to 100, 0 to 100% DC | [26 empty] | 7.5 ± 0.5 | [10 empty] | <1.2 | 1.8 ± 0.2 | [18 empty] | >100 to 1 (fixed linear, parallel to width dimension) | [14 empty] | 357 x 92.5 x 154.5 | [21 empty] | 6.6 | <575 |  |  |  |  | Distilled water with 25 to 35% Dow Frost | >3.8 Ipm (1.0 gpm) | 15 to 30 | Air | [6 empty] | <60 | 6.9 bar (100 psig) |  | 1.5 bar (22 psig) |  | 5 to 40 | [6 empty] | -10 to 60℃ |  |  | Non-condensing |  | <2000 | [11 empty] | Materials Processing, Marking, Engraving, Cutting | Drilling, Engraving, Packaging, Scribing | Paper, Plastic, Metal, Polyethylene, Wood and Derivatives | https://www.coherent.com/lasers/laser/DIAMOND-c-series | 2017-09-01
26 | DIAMOND C-30A | DIAMOND C-Series | Laser | CW |  | CO2 | 30000 | [7 empty] | 48 VDC, 11.5A |  |  |  | ±5% | [6 empty] | Yes | IR | 10110 | 10310 | 200 | [9 empty] | 0 to 100, 0 to 100% DC | [26 empty] | 7.5 ± 0.5 | [10 empty] | <1.2 | 1.8 ± 0.2 | [18 empty] | >100 to 1 (fixed linear, parallel to width dimension) | [14 empty] | 357 x 92.5 x 154.5 | [21 empty] | 6.6 | <575 |  |  |  |  | Distilled water with 25 to 35% Dow Frost | >3.8 Ipm (1.0 gpm) | 15 to 30 | Air | [6 empty] | <60 | 6.9 bar (100 psig) |  | 1.5 bar (22 psig) |  | 5 to 40 | [6 empty] | -10 to 60℃ |  |  | Non-condensing |  | <2000 | [11 empty] | Materials Processing, Marking, Engraving, Cutting | Drilling, Engraving, Packaging, Scribing | Paper, Plastic, Metal, Polyethylene, Wood and Derivatives | https://www.coherent.com/lasers/laser/DIAMOND-c-series | 2017-09-01
27 | DIAMOND C-30A | DIAMOND C-Series | Laser | CW |  | CO2 | 30000 | [7 empty] | 48 VDC, 11.5A |  |  |  | ±5% | [6 empty] | Yes | IR | 10550 | 10630 | 80 | [9 empty] | 0 to 100, 0 to 100% DC | [26 empty] | 7.5 ± 0.5 | [10 empty] | <1.2 | 1.8 ± 0.2 | [18 empty] | >100 to 1 (fixed linear, parallel to width dimension) | [14 empty] | 357 x 92.5 x 154.5 | [21 empty] | 6.6 | <575 |  |  |  |  | Distilled water with 25 to 35% Dow Frost | >3.8 Ipm (1.0 gpm) | 15 to 30 | Air | [6 empty] | <60 | 6.9 bar (100 psig) |  | 1.5 bar (22 psig) |  | 5 to 40 | [6 empty] | -10 to 60℃ |  |  | Non-condensing |  | <2000 | [11 empty] | Materials Processing, Marking, Engraving, Cutting | Drilling, Engraving, Packaging, Scribing | Paper, Plastic, Metal, Polyethylene, Wood and Derivatives | https://www.coherent.com/lasers/laser/DIAMOND-c-series | 2017-09-01
28 | DIAMOND C-30L | DIAMOND C-Series | Laser | CW |  | CO2 | 17000 | [7 empty] | 48 VDC, 11.5A |  |  |  | ±5% | [6 empty] | Yes | IR | 9240 | 9350 | 110 | [9 empty] | 0 to 100, 0 to 100% DC | [26 empty] | 7.5 ± 0.5 | [10 empty] | <1.2 | 1.8 ± 0.2 | [18 empty] | >100 to 1 (fixed linear, parallel to width dimension) | [14 empty] | 393 x 92.5 x 104.1 | [21 empty] | 6.2 | <575 |  |  |  |  | Distilled water with 25 to 35% Dow Frost | >3.8 Ipm (1.0 gpm) | 15 to 30 | Liquid | [6 empty] | <60 | 6.9 bar (100 psig) |  | 1.5 bar (22 psig) |  | 5 to 40 | [6 empty] | -10 to 60℃ |  |  | Non-condensing |  | <2000 | [11 empty] | Materials Processing, Marking, Engraving, Cutting | Drilling, Engraving, Packaging, Scribing | Paper, Plastic, Metal, Polyethylene, Wood and Derivatives | https://www.coherent.com/lasers/laser/DIAMOND-c-series | 2017-09-01
29 | DIAMOND C-30L | DIAMOND C-Series | Laser | CW |  | CO2 | 30000 | [7 empty] | 48 VDC, 11.5A |  |  |  | ±5% | [6 empty] | Yes | IR | 10550 | 10630 | 80 | [9 empty] | 0 to 100, 0 to 100% DC | [26 empty] | 7.5 ± 0.5 | [10 empty] | <1.3 | 1.8 ± 0.2 | [18 empty] | >100 to 1 (fixed linear, parallel to width dimension) | [14 empty] | 393 x 92.5 x 104.1 | [21 empty] | 6.2 | <575 |  |  |  |  | Distilled water with 25 to 35% Dow Frost | >3.8 Ipm (1.0 gpm) | 15 to 30 | Liquid | [6 empty] | <60 | 6.9 bar (100 psig) |  | 1.5 bar (22 psig) |  | 5 to 40 | [6 empty] | -10 to 60℃ |  |  | Non-condensing |  | <2000 | [11 empty] | Materials Processing, Marking, Engraving, Cutting | Drilling, Engraving, Packaging, Scribing | Paper, Plastic, Metal, Polyethylene, Wood and Derivatives | https://www.coherent.com/lasers/laser/DIAMOND-c-series | 2017-09-01
30 | DIAMOND C-40A | DIAMOND C-Series | Laser | CW |  | CO2 | 40000 | [7 empty] | 48 VDC, 13A |  |  |  | ±5% | [6 empty] | Yes | IR | 10110 | 10310 | 200 | [9 empty] | 0 to 100, 0 to 100% DC | [26 empty] | <5 | [10 empty] | <1.3 | 3.6 ± 0.5 at output aperture | [18 empty] | >100 to 1 (fixed linear, parallel to width dimension) | [14 empty] | 425 x 92.5 x 154.5 | [21 empty] | 6.8 | <675 | [7 empty] | Air | [6 empty] | <60 |  |  |  |  | 5 to 40 | [6 empty] | -10 to 60℃ |  |  | Non-condensing |  | <2000 | [11 empty] | Materials Processing, Marking, Engraving, Cutting | Drilling, Engraving, Packaging, Scribing | Paper, Plastic, Metal, Polyethylene, Wood and Derivatives | https://www.coherent.com/lasers/laser/DIAMOND-c-series | 2017-09-01
31 | DIAMOND C-40A | DIAMOND C-Series | Laser | CW |  | CO2 | 40000 | [7 empty] | 48 VDC, 13A |  |  |  | ±5% | [6 empty] | Yes | IR | 10550 | 10630 | 80 | [9 empty] | 0 to 100, 0 to 100% DC | [26 empty] | <5 | [10 empty] | <1.3 | 3.6 ± 0.5 at output aperture | [18 empty] | >100 to 1 (fixed linear, parallel to width dimension) | [14 empty] | 425 x 92.5 x 154.5 | [21 empty] | 6.8 | <675 | [7 empty] | Air | [6 empty] | <60 |  |  |  |  | 5 to 40 | [6 empty] | -10 to 60℃ |  |  | Non-condensing |  | <2000 | [11 empty] | Materials Processing, Marking, Engraving, Cutting | Drilling, Engraving, Packaging, Scribing | Paper, Plastic, Metal, Polyethylene, Wood and Derivatives | https://www.coherent.com/lasers/laser/DIAMOND-c-series | 2017-09-01
32 | DIAMOND C-40L | DIAMOND C-Series | Laser | CW |  | CO2 | 40000 | [7 empty] | 48 VDC, 13A |  |  |  | ±5% | [6 empty] | Yes | IR | 10110 | 10310 | 200 | [9 empty] | 0 to 100, 0 to 100% DC | [26 empty] | <5 | [10 empty] | <1.3 | 3.6 ± 0.5 at output aperture | [18 empty] | >100 to 1 (fixed linear, parallel to width dimension) | [14 empty] | 460.8 x 92.5 x 104.1 | [21 empty] | 6.4 | <675 |  |  |  |  | Distilled water with 25 to 35% Dow Frost | >3.8 Ipm (1.0 gpm) | 15 to 30 | Liquid | [6 empty] | <60 | 6.9 bar (100 psig) |  | 1.5 bar (22 psig) |  | 5 to 40 | [6 empty] | -10 to 60℃ |  |  | Non-condensing |  | <2000 | [11 empty] | Materials Processing, Marking, Engraving, Cutting | Drilling, Engraving, Packaging, Scribing | Paper, Plastic, Metal, Polyethylene, Wood and Derivatives | https://www.coherent.com/lasers/laser/DIAMOND-c-series | 2017-09-01
33 | DIAMOND C-40L | DIAMOND C-Series | Laser | CW |  | CO2 | 40000 | [7 empty] | 48 VDC, 13A |  |  |  | ±5% | [6 empty] | Yes | IR | 10550 | 10630 | 80 | [9 empty] | 0 to 100, 0 to 100% DC | [26 empty] | <5 | [10 empty] | <1.3 | 3.6 ± 0.5 at output aperture | [18 empty] | >100 to 1 (fixed linear, parallel to width dimension) | [14 empty] | 460.8 x 92.5 x 104.1 | [21 empty] | 6.4 | <675 |  |  |  |  | Distilled water with 25 to 35% Dow Frost | >3.8 Ipm (1.0 gpm) | 15 to 30 | Liquid | [6 empty] | <60 | 6.9 bar (100 psig) |  | 1.5 bar (22 psig) |  | 5 to 40 | [6 empty] | -10 to 60℃ |  |  | Non-condensing |  | <2000 | [11 empty] | Materials Processing, Marking, Engraving, Cutting | Drilling, Engraving, Packaging, Scribing | Paper, Plastic, Metal, Polyethylene, Wood and Derivatives | https://www.coherent.com/lasers/laser/DIAMOND-c-series | 2017-09-01
34 | DIAMOND C-55A | DIAMOND C-Series | Laser | CW |  | CO2 | 40000 | [7 empty] | 48 VDC, 20A |  |  |  | ±5% | [6 empty] | Yes | IR | 9240 | 9350 | 110 | [9 empty] | 0 to 100, 0 to 100% DC | [26 empty] | 7.5 ± 0.5 | [10 empty] | <1.2 | 1.8 ± 0.2 | [18 empty] | >100 to 1 (fixed linear, parallel to width dimension) | [14 empty] | 538 x 92.5 x 154.5 | [21 empty] | 10 | <1200 |  |  |  |  | Distilled water with 25 to 35% Dow Frost | >3.8 Ipm (1.0 gpm) | 15 to 30 | Air | [6 empty] | <60 | 7 kg/cm^2 (100 psig) |  | 3.2 bar (46 psig) |  | 5 to 40 | [6 empty] | -10 to 60℃ |  |  | Non-condensing |  | <2000 | [11 empty] | Materials Processing, Marking, Engraving, Cutting | Drilling, Engraving, Packaging, Scribing | Paper, Plastic, Metal, Polyethylene, Wood and Derivatives | https://www.coherent.com/lasers/laser/DIAMOND-c-series | 2017-09-01
35 | DIAMOND C-55A | DIAMOND C-Series | Laser | CW |  | CO2 | 55000 | [7 empty] | 48 VDC, 20A |  |  |  | ±3% | [6 empty] | Yes | IR | 10550 | 10630 | 80 | [9 empty] | 0 to 100, 0 to 100% DC | [26 empty] | 7.5 ± 0.5 | [10 empty] | <1.2 | 1.8 ± 0.2 | [18 empty] | >100 to 1 (fixed linear, parallel to width dimension) | [14 empty] | 538 x 92.5 x 154.5 | [21 empty] | 10 | <1200 |  |  |  |  | Distilled water with 25 to 35% Dow Frost | >3.8 Ipm (1.0 gpm) | 15 to 30 | Air | [6 empty] | <60 | 7 kg/cm^2 (100 psig) |  | 3.2 bar (46 psig) |  | 5 to 40 | [6 empty] | -10 to 60℃ |  |  | Non-condensing |  | <2000 | [11 empty] | Materials Processing, Marking, Engraving, Cutting | Drilling, Engraving, Packaging, Scribing | Paper, Plastic, Metal, Polyethylene, Wood and Derivatives | https://www.coherent.com/lasers/laser/DIAMOND-c-series | 2017-09-01
36 | DIAMOND C-55L | DIAMOND C-Series | Laser | CW |  | CO2 | 40000 | [7 empty] | 48 VDC, 20A | [10 empty] | Yes | IR | 9240 | 9350 | 110 | [9 empty] | 0 to 100, 0 to 100% DC | [26 empty] | 7.5 ± 0.5 | [10 empty] | <1.2 | 1.8 ± 0.2 | [18 empty] | >100 to 1 (fixed linear, parallel to width dimension) | [14 empty] | 579.6 x 92.5 x 104.1 | [21 empty] | 9.5 | <1200 |  |  |  |  | Distilled water with 25 to 35% Dow Frost | >3.8 Ipm (1.0 gpm) | 15 to 30 | Liquid | [6 empty] | <60 | 7 kg/cm^2 (100 psig) |  | 3.2 bar (46 psig) |  | 5 to 40 | [6 empty] | -10 to 60℃ |  |  | Non-condensing |  | <2000 | [11 empty] | Materials Processing, Marking, Engraving, Cutting | Drilling, Engraving, Packaging, Scribing | Paper, Plastic, Metal, Polyethylene, Wood and Derivatives | https://www.coherent.com/lasers/laser/DIAMOND-c-series | 2017-09-01
37 | DIAMOND C-55L | DIAMOND C-Series | Laser | CW |  | CO2 | 55000 | [7 empty] | 48 VDC, 20A | [10 empty] | Yes | IR | 10550 | 10630 | 80 | [9 empty] | 0 to 100, 0 to 100% DC | [26 empty] | 7.5 ± 0.5 | [10 empty] | <1.2 | 1.8 ± 0.2 | [18 empty] | >100 to 1 (fixed linear, parallel to width dimension) | [14 empty] | 579.6 x 92.5 x 104.1 | [21 empty] | 9.5 | <1200 |  |  |  |  | Distilled water with 25 to 35% Dow Frost | >3.8 Ipm (1.0 gpm) | 15 to 30 | Liquid | [6 empty] | <60 | 7 kg/cm^2 (100 psig) |  | 3.2 bar (46 psig) |  | 5 to 40 | [6 empty] | -10 to 60℃ |  |  | Non-condensing |  | <2000 | [11 empty] | Materials Processing, Marking, Engraving, Cutting | Drilling, Engraving, Packaging, Scribing | Paper, Plastic, Metal, Polyethylene, Wood and Derivatives | https://www.coherent.com/lasers/laser/DIAMOND-c-series | 2017-09-01
38 | DIAMOND C-70A | DIAMOND C-Series | Laser | CW |  | CO2 | 70000 | [7 empty] | 48 VDC, 20A |  |  |  | ±5% | [6 empty] | Yes | IR | 10550 | 10630 | 80 | [9 empty] | 0 to 100, 0 to 100% DC | [26 empty] | <5 | [10 empty] | <1.3 | 3.6 ± 0.5 at output aperture | [18 empty] | >100 to 1 (fixed linear, parallel to width dimension) | [14 empty] | 604.9 x 92.5 x 154.5 | [21 empty] | 10.2 | <1200 |  |  |  |  | Distilled water with 25 to 35% Dow Frost | >3.8 Ipm (1.0 gpm) | 15 to 30 | Air | [6 empty] | <60 | 7 kg/cm^2 (100 psig) |  | 3.2 bar (46 psig) |  | 5 to 40 | [6 empty] | -10 to 60℃ |  |  | Non-condensing |  | <2000 | [11 empty] | Materials Processing, Marking, Engraving, Cutting, Medical and Dental, Food, Beverage, Pharmaceutical Packaging, Microelectronics and Consumer Electronics, Automotive and Electronic Components | Drilling, Engraving, Packaging, Scribing | Paper, Plastic, Metal, Polyethylene, Wood and Derivatives | https://www.coherent.com/lasers/laser/DIAMOND-c-series | 2017-09-01
39 | DIAMOND C-70L | DIAMOND C-Series | Laser | CW |  | CO2 | 70000 | [7 empty] | 48 VDC, 20A |  |  |  | ±5% | [6 empty] | Yes | IR | 10550 | 10630 | 80 | [9 empty] | 0 to 100, 0 to 100% DC | [26 empty] | <5 | [10 empty] | <1.3 | 3.6 ± 0.5 at output aperture | [18 empty] | >100 to 1 (fixed linear, parallel to width dimension) | [14 empty] | 647.5 x 92.5 x 104.1 | [21 empty] | 9.7 | <1200 |  |  |  |  | Distilled water with 25 to 35% Dow Frost | >3.8 Ipm (1.0 gpm) | 15 to 30 | Liquid | [6 empty] | <60 | 7 kg/cm^2 (100 psig) |  | 3.2 bar (46 psig) |  | 5 to 40 | [6 empty] | -10 to 60℃ |  |  | Non-condensing |  | <2000 | [11 empty] | Materials Processing, Marking, Engraving, Cutting, Medical and Dental, Food, Beverage, Pharmaceutical Packaging, Microelectronics and Consumer Electronics, Automotive and Electronic Components | Drilling, Engraving, Packaging, Scribing | Paper, Plastic, Metal, Polyethylene, Wood and Derivatives | https://www.coherent.com/lasers/laser/DIAMOND-c-series | 2017-09-01
40 | DIAMOND Cx-10L 10.6 | DIAMOND C-Series | Laser | CW |  | CO2 | 135000 |  | 135000 | 135000+ |  | ±4 |  | >=120 | 48 VDC, 38A |  |  |  | ±2% | [5 empty] | >=15.23 | Yes | IR | 10600 |  |  | 30 | 30 |  |  |  |  | <=60 |  |  | 0 to 100, 0 to 100% DC | [25 empty] | 1.8 ± 0.2 | <=8 | [10 empty] | <=1.2 | [13 empty] | >=0.83, <=1.2 | [5 empty] | Linear Horizontal >=100:! |  |  |  | ±5/<250 | [10 empty] | 563 x 132 x 106 | [21 empty] | 14.5 | <=1700 |  |  |  |  | Distilled water with 25 to 35% Dow Frost | >=7.5 I/min (2.0 gpm) | 15 to 30 | [7 empty] | <60 | 827 kPa (120 psig) |  | <206 kPa (30 psig) |  | 5 to 45 | [6 empty] | -10 to +60℃, non-condensing |  |  | Non-condensing <=95% |  | <=2000 | [11 empty] | Materials Processing, Marking, Cutting, Engraving, Film Cutting and Processing, Process Acrylics, Process Cardboard, Process Ceramics, Process Glass, Process Polymer Films, Process Leather, Process Paper, Process Textiles, Process Wood, Process PCBs | Drilling, Engraving, Packaging, Scribing | Paper, Plastic, Metal, Polyethylene, Wood and Derivatives | https://www.coherent.com/lasers/laser/DIAMOND-c-series | 2017-09-01
41 | DIAMOND Cx-10L 10.2 | DIAMOND C-Series | Laser | CW |  | CO2 | 135000 |  | 135000 | 135000+ |  | ±4 |  | >=100 | 48 VDC, 38A |  |  |  | ±2% | [5 empty] | >=12.69 | Yes | IR | 10200 |  |  | 50 | 50 |  |  |  |  | <=60 |  |  | 0 to 100, 0 to 100% DC | [25 empty] | 1.8 ± 0.2 | <=8 | [10 empty] | <=1.2 | [19 empty] | Linear Horizontal >=100:! |  |  |  | ±5/<250 | [10 empty] | 563 x 132 x 106 | [21 empty] | 14.5 | <=1700 |  |  |  |  | Distilled water with 25 to 35% Dow Frost | >=7.5 I/min (2.0 gpm) | 15 to 30 | [7 empty] | <60 | 827 kPa (120 psig) |  | <206 kPa (30 psig) |  | 5 to 45 | [6 empty] | -10 to +60℃, non-condensing |  |  | Non-condensing <=95% |  | <=2000 | [11 empty] | Materials Processing, Marking, Cutting, Engraving, Film Cutting and Processing, Process Acrylics, Process Cardboard, Process Ceramics, Process Glass, Process Polymer Films, Process Leather, Process Paper, Process Textiles, Process Wood, Process PCBs | Drilling, Engraving, Packaging, Scribing | Paper, Plastic, Metal, Polyethylene, Wood and Derivatives | https://www.coherent.com/lasers/laser/DIAMOND-c-series | 2017-09-01
42 | DIAMOND Cx-10L 9.6 | DIAMOND C-Series | Laser | CW |  | CO2 | 100000 |  | 100000 | 100000+ |  | ±4 |  | >=80 | 48 VDC, 38A |  |  |  | ±2% | [5 empty] | >=10.16 | Yes | IR | 9600 |  |  | 50 | 50 |  |  |  |  | <=60 |  |  | 0 to 100, 0 to 100% DC | [25 empty] | 1.8 ± 0.2 | <=8 | [10 empty] | <=1.2 | [19 empty] | Linear Horizontal >=100:! |  |  |  | ±5/<250 | [10 empty] | 563 x 132 x 106 | [21 empty] | 14.5 | <=1700 |  |  |  |  | Distilled water with 25 to 35% Dow Frost | >=7.5 I/min (2.0 gpm) | 15 to 30 | [7 empty] | <60 | 827 kPa (120 psig) |  | <206 kPa (30 psig) |  | 5 to 45 | [6 empty] | -10 to +60℃, non-condensing |  |  | Non-condensing <=95% |  | <=2000 | [11 empty] | Materials Processing, Marking, Cutting, Engraving, Film Cutting and Processing, Process Acrylics, Process Cardboard, Process Ceramics, Process Glass, Process Polymer Films, Process Leather, Process Paper, Process Textiles, Process Wood, Process PCBs | Drilling, Engraving, Packaging, Scribing | Paper, Plastic, Metal, Polyethylene, Wood and Derivatives | https://www.coherent.com/lasers/laser/DIAMOND-c-series | 2017-09-01
43 | DIAMOND Cx-10L 9.3 | DIAMOND C-Series | Laser | CW |  | CO2 | 100000 |  | 100000 | 100000+ |  | ±4 |  | >=80 | 48 VDC, 38A |  |  |  | ±2% | [5 empty] | >=10.16 | Yes | IR | 9300 |  |  | 50 | 50 |  |  |  |  | <=60 |  |  | 0 to 100, 0 to 100% DC | [25 empty] | 1.8 ± 0.2 | <=8 | [10 empty] | <=1.2 | [19 empty] | Linear Horizontal >=100:! |  |  |  | ±5/<250 | [10 empty] | 563 x 132 x 106 | [21 empty] | 14.5 | <=1700 |  |  |  |  | Distilled water with 25 to 35% Dow Frost | >=7.5 I/min (2.0 gpm) | 15 to 30 | [7 empty] | <60 | 827 kPa (120 psig) |  | <206 kPa (30 psig) |  | 5 to 45 | [6 empty] | -10 to +60℃, non-condensing |  |  | Non-condensing <=95% |  | <=2000 | [11 empty] | Materials Processing, Marking, Cutting, Engraving, Film Cutting and Processing, Process Acrylics, Process Cardboard, Process Ceramics, Process Glass, Process Polymer Films, Process Leather, Process Paper, Process Textiles, Process Wood, Process PCBs | Drilling, Engraving, Packaging, Scribing | Paper, Plastic, Metal, Polyethylene, Wood and Derivatives | https://www.coherent.com/lasers/laser/DIAMOND-c-series | 2017-09-01
44 | DIAMOND Cx-10LDE+ 10.6 | DIAMOND C-Series | Laser | CW |  | CO2 | 120000 |  | 120000 | 120000+ |  |  |  |  | 48 VDC, 45A | >=45 |  |  | ±3% | [6 empty] | Yes | IR | 10600 |  |  | 30 | 30 |  |  |  | <=1 (10% to 90%) |  |  |  | 0 to 200, 1% to 100% DC | [26 empty] | <=5.5 |  |  |  | 5.0 ± 0.2 | [6 empty] | <=1.2 |  | 3.4 ± 0.2 | [11 empty] | >=0.83, <=1.2 | [5 empty] | Linear Horizontal >=100:! |  |  |  | <=750 µrad | [10 empty] | 670.8 x 176.5 x 186.9 | [21 empty] | 23 | <=2300 |  |  |  |  | Distilled water with 25 to 35% Dow Frost | >=7.5 I/min (2.0 gpm) | 20 ± 1 | [7 empty] | <60 | 700 kPa (101 psig) |  | <400 kPa (58 psig) |  | 5 to 45 | [6 empty] | -10 to +60℃, non-condensing |  |  | Non-condensing <=95% |  | <=2000 |  |  |  | >5 slph(0.177 scfh) | [7 empty] | Materials Processing, Marking, Cutting, Engraving, Film Cutting and Processing, Process Acrylics, Process Cardboard, Process Ceramics, Process Glass, Process Polymer Films, Process Leather, Process Paper, Process Textiles, Process Wood, Process PCBs | Drilling, Engraving, Packaging, Scribing | Paper, Plastic, Metal, Polyethylene, Wood and Derivatives | https://www.coherent.com/lasers/laser/DIAMOND-c-series | 2017-09-01
45 | DIAMOND Cx-10LDE+ 10.2 | DIAMOND C-Series | Laser | CW |  | CO2 | 120000 |  | 120000 | 120000+ |  |  |  |  | 48 VDC, 45A | >=40 |  |  | ±3% | [6 empty] | Yes | IR | 10200 |  |  | 50 | 50 |  |  |  | <=1 (10% to 90%) |  |  |  | 0 to 200, 1% to 100% DC | [26 empty] | <=5.5 |  |  |  | 5.0 ± 0.2 | [6 empty] | <=1.2 |  | 3.4 ± 0.2 | [11 empty] | >=0.83, <=1.2 | [5 empty] | Linear Horizontal >=100:! |  |  |  | <=750 µrad | [10 empty] | 670.8 x 176.5 x 186.9 | [21 empty] | 23 | <=2300 |  |  |  |  | Distilled water with 25 to 35% Dow Frost | >=7.5 I/min (2.0 gpm) | 20 ± 1 | [7 empty] | <60 | 700 kPa (101 psig) |  | <400 kPa (58 psig) |  | 5 to 45 | [6 empty] | -10 to +60℃, non-condensing |  |  | Non-condensing <=95% |  | <=2000 |  |  |  | >5 slph(0.177 scfh) | [7 empty] | Materials Processing, Marking, Cutting, Engraving, Film Cutting and Processing, Process Acrylics, Process Cardboard, Process Ceramics, Process Glass, Process Polymer Films, Process Leather, Process Paper, Process Textiles, Process Wood, Process PCBs | Drilling, Engraving, Packaging, Scribing | Paper, Plastic, Metal, Polyethylene, Wood and Derivatives | https://www.coherent.com/lasers/laser/DIAMOND-c-series | 2017-09-01
46 | DIAMOND Cx-10LDE+ 9.6 | DIAMOND C-Series | Laser | CW |  | CO2 | 85000 |  | 85000 | 85000+ |  |  |  |  | 48 VDC, 45A | >=30 |  |  | ±3% | [6 empty] | Yes | IR | 9600 |  |  | 50 | 50 |  |  |  | <=1 (10% to 90%) |  |  |  | 0 to 200, 1% to 100% DC | [26 empty] | <=5.5 |  |  |  | 5.0 ± 0.2 | [6 empty] | <=1.2 |  | 2.8 ± 0.2 | [11 empty] | >=0.83, <=1.2 | [5 empty] | Linear Horizontal >=100:! |  |  |  | <=750 µrad | [10 empty] | 670.8 x 176.5 x 186.9 | [21 empty] | 23 | <=2300 |  |  |  |  | Distilled water with 25 to 35% Dow Frost | >=7.5 I/min (2.0 gpm) | 20 ± 1 | [7 empty] | <60 | 700 kPa (101 psig) |  | <400 kPa (58 psig) |  | 5 to 45 | [6 empty] | -10 to +60℃, non-condensing |  |  | Non-condensing <=95% |  | <=2000 |  |  |  | >5 slph(0.177 scfh) | [7 empty] | Materials Processing, Marking, Cutting, Engraving, Film Cutting and Processing, Process Acrylics, Process Cardboard, Process Ceramics, Process Glass, Process Polymer Films, Process Leather, Process Paper, Process Textiles, Process Wood, Process PCBs | Drilling, Engraving, Packaging, Scribing | Paper, Plastic, Metal, Polyethylene, Wood and Derivatives | https://www.coherent.com/lasers/laser/DIAMOND-c-series | 2017-09-01
47 | DIAMOND Cx-10LDE+ 9.3 | DIAMOND C-Series | Laser | CW |  | CO2 | 85000 |  | 85000 | 85000+ |  |  |  |  | 48 VDC, 45A | >=30 |  |  | ±3% | [6 empty] | Yes | IR | 9300 |  |  | 50 | 50 |  |  |  | <=1 (10% to 90%) |  |  |  | 0 to 200, 1% to 100% DC | [26 empty] | <=5.5 |  |  |  | 5.0 ± 0.2 | [6 empty] | <=1.2 |  | 2.8 ± 0.2 | [11 empty] | >=0.83, <=1.2 | [5 empty] | Linear Horizontal >=100:! |  |  |  | <=750 µrad | [10 empty] | 670.8 x 176.5 x 186.9 | [21 empty] | 23 | <=2300 |  |  |  |  | Distilled water with 25 to 35% Dow Frost | >=7.5 I/min (2.0 gpm) | 20 ± 1 | [7 empty] | <60 | 700 kPa (101 psig) |  | <400 kPa (58 psig) |  | 5 to 45 | [6 empty] | -10 to +60℃, non-condensing |  |  | Non-condensing <=95% |  | <=2000 |  |  |  | >5 slph(0.177 scfh) | [7 empty] | Materials Processing, Marking, Cutting, Engraving, Film Cutting and Processing, Process Acrylics, Process Cardboard, Process Ceramics, Process Glass, Process Polymer Films, Process Leather, Process Paper, Process Textiles, Process Wood, Process PCBs | Drilling, Engraving, Packaging, Scribing | Paper, Plastic, Metal, Polyethylene, Wood and Derivatives | https://www.coherent.com/lasers/laser/DIAMOND-c-series | 2017-09-01
48 | DIAMOND GEM-Series | DIAMOND GEM-Series | Laser | CW |  | CO2 |  | 20000 | 80000 | 100000 |  |  |  |  | 48 VDC, 50A |  |  |  | ±3% | [6 empty] | Yes | IR | 9500 | 10550 | 1050 |  |  |  |  | <25 | [31 empty] | <5 | [10 empty] | <1.3 | [16 empty] | >95% TEM00 |  |  | >100:1 | [16 empty] | 591.9 x 228.6 x 119.4 | 10.7 | [63 empty] | Materials Processing | Packaging | Polyethylene | https://www.coherent.com/lasers/laser/DIAMOND-gem-series | 2017-10-11
49 | DIAMOND GEM-100L 9.6 | DIAMOND GEM-Series | Laser | CW |  | CO2 | 80000 | [7 empty] | 48 VDC, 50A |  |  |  | ±3% | [6 empty] | Yes | IR | 9500 | 9700 | 200 |  |  |  |  | <25 | [31 empty] | <4.5 | [10 empty] | <1.3 | 3.75 ± 0.25 | [15 empty] | >95% TEM00 |  |  | >100:1 | [16 empty] | 591.9 x 228.6 x 119.4 | 10.7 | [24 empty] | Water +25% Dow Frost Cooland | >2 gpm | 15 to 30 |  | 2200 | [10 empty] | 15 to 45 | [9 empty] | Non-condensing |  | <2000 | [11 empty] | Materials Processing | Packaging | Polyethylene | https://www.coherent.com/lasers/laser/DIAMOND-gem-series | 2017-09-01
50 | DIAMOND GEM-100L 10.2 | DIAMOND GEM-Series | Laser | CW |  | CO2 | 100000 | [7 empty] | 48 VDC, 50A |  |  |  | ±3% | [6 empty] | Yes | IR | 10110 | 10310 | 200 |  |  |  |  | <25 | [31 empty] | <5 | [10 empty] | <1.3 | 3.8 ± 0.4 | [15 empty] | >95% TEM00 |  |  | >100:1 | [16 empty] | 591.9 x 228.6 x 119.4 | 10.7 | [24 empty] | Water +25% Dow Frost Cooland | >2 gpm | 15 to 30 |  | 2200 | [10 empty] | 15 to 45 | [9 empty] | Non-condensing |  | <2000 | [11 empty] | Materials Processing | Packaging | Polyethylene | https://www.coherent.com/lasers/laser/DIAMOND-gem-series | 2017-09-01
51 | DIAMOND GEM-100L 10.6 | DIAMOND GEM-Series | Laser | CW |  | CO2 | 100000 | [7 empty] | 48 VDC, 50A |  |  |  | ±3% | [6 empty] | Yes | IR | 10550 | 10630 | 80 |  |  |  |  | <25 | [31 empty] | <5 | [10 empty] | <1.3 | 3.8 ± 0.4 | [15 empty] | >95% TEM00 |  |  | >100:1 | [16 empty] | 591.9 x 228.6 x 119.4 | 10.7 | [24 empty] | Water +25% Dow Frost Cooland | >2 gpm | 15 to 30 |  | 2200 | [10 empty] | 15 to 45 | [9 empty] | Non-condensing |  | <2000 | [11 empty] | Materials Processing | Packaging | Polyethylene | https://www.coherent.com/lasers/laser/DIAMOND-gem-series | 2017-09-01
52 | Genesis Lasers | Genesis Lasers | Laser | CW |  | OPSL |  | 9960 | 40 | 10000 | [15 empty] | Yes | UV - IR | 355 | 1154 | 799 | <15 | <15 | [15 empty] | 100 | 240 | 500 | [15 empty] | <2.25 | <20 | [10 empty] | <7 | [101 empty] | Holography, Scientific, Flow Cytometry, Particle Counting, DNA Sequencing, Microscopy, Laser Light Show, Laser Entertainment, Defense and Military, Medical, Life Sciences | Cell Research, 3D Contour Mapping | ABS | https://www.coherent.com/lasers/main/cw-solid-state-lasers/genesis-lasers | 2017-10-11
53 | Genesis CX-Series | Genesis CX-Series | Laser | CW |  | OPSL |  | 9960 | 40 | 10000 | [10 empty] | ±1 |  |  |  |  | Yes | UV - Visible | 355 |  |  | <=3 | <=3 | >99 | CW |  |  |  |  | 50-60 | [8 empty] | 100 | 240 | [17 empty] | <1.2 | [5 empty] | <5 | ±<1 |  |  |  | <1.2 | [11 empty] | 1.0 ± 0.1 | [7 empty] | Linear, >100:1 |  |  |  | <6 |  | TEM00 |  |  |  | 2 | [6 empty] | 281 x 156 x 85 | [39 empty] | -10 to 60 | 10 to 40 | [7 empty] | <10 |  |  | 5 to 95 |  | Yes |  | IEC 61010-1/EN 61010-1 | [8 empty] | Holography, Scientific, Flow Cytometry, Particle Counting, DNA Sequencing, Microscopy | Cell Research, 3D Contour Mapping, 3D Contour Mapping | ABS | https://www.coherent.com/lasers/laser/genesis-cx-series | 2018-04-13
54 | Genesis CX SLM-Series | Genesis Lasers | Laser | CW |  | OPSL |  | 3960 | 40 | 4000 | [10 empty] | ±1 |  |  |  |  | Yes | UV - Visible | 355 | 590 | 235 | <=3 | <=3 | >99 | CW |  |  |  |  | 50-60 | [8 empty] | 100 | 240 | 500 | [16 empty] | <1.2 | [5 empty] | <5 | ±<1 |  |  |  | <1.2 | [11 empty] | 1.0 ± 0.1 |  |  | <5 |  |  |  |  | Linear, >100:1 |  |  |  | <6 |  | TEM00 |  |  |  | 2 | [6 empty] | 281 x 156 x 85 | [39 empty] | -10 to 60 | 10 to 40 | [7 empty] | <10 |  |  | 5 to 95 |  | Yes |  | IEC 61010-1/EN 61010-1 | [8 empty] | Holography, Scientific | Cell Research, 3D Contour Mapping | ABS | https://www.coherent.com/lasers/laser/genesis-cx-slm-series-end-user-oem | 2018-04-12
55 | Genesis CX STM Compact (OEM) | Genesis Lasers | Laser | CW |  | OPSL | 40, 60, 80, 100 | 60 | 40 | 100 | [10 empty] | ±<1 |  |  |  |  | Yes | UV | 355 |  |  | 2 | 2 |  | CW |  |  |  |  | 50-60 | [8 empty] | 100 | 240 | 500 | [16 empty] | <1.2 | [5 empty] | <5 | ±<1 | ±<1 |  |  | <1.2 |  |  | 0.975 ± 0.2 | 0.915 ± 0.2 | ±325 | [6 empty] | 1.0 ± 0.1 |  |  | <50000 |  |  |  |  | Linear, >100:1 |  | Horizontal, ±5º |  | <6 | <0.1% between 10 Hz to 1 MHz | TEM00 |  |  |  | 2 | [6 empty] | 250.1 x 138.0 x 50.8 | [39 empty] | -10 to 60 | 10 to 40 | [7 empty] | <10 |  |  | 5 to 95 |  | Yes |  | IEC 61010-1/EN 61010-1 | [8 empty] | Flow Cytometry, Particle Counting, Microscopy |  |  | https://www.coherent.com/lasers/laser/genesis-cx-stm-compact-oem | 2017-09-01
56 | Genesis CX STM-Series | Genesis Lasers | Laser | CW |  | OPSL |  | 9960 | 40 | 10000 | [10 empty] | ±1 |  |  |  |  | Yes | UV - Visible | 355 |  |  | <=3 | <=3 | >99 | CW |  |  |  |  | 50-60 | [8 empty] | 100 | 240 | <=700 | [16 empty] | <1.2 | [5 empty] | <5 | ±<1 |  |  |  | <1.2 | [11 empty] | 1.0 ± 0.1 |  |  | <50000 |  |  |  |  | Linear, >100:1 |  |  |  | <6 |  | TEM00 |  |  |  | 2 | [6 empty] | 281 x 156 x 85 | [39 empty] | -10 to 60 | 10 to 40 | [7 empty] | <10 |  |  | 5 to 95 |  | Yes |  | IEC 61010-1/EN 61010-1 | [8 empty] | Flow Cytometry, Particle Counting, DNA Sequencing, Microscopy |  |  | https://www.coherent.com/lasers/laser/genesis-cx-stm-series | 2018-04-12
57 | Genesis MX MTM-Series | Genesis Lasers | Laser | CW |  | OPSL |  | 9000 | 1000 | 10000 | [15 empty] | Yes | Visible - IR | 460 | 1154 | 694 | <=15 | <=15 | [71 empty] | Multimode | [75 empty] | Defense and Military, Medical |  |  | https://www.coherent.com/lasers/laser/genesis-mx-series/genesis-mx-mtm-series | 2018-04-12
58 | Genesis MX SLM-Series | Genesis Lasers | Laser | CW |  | OPSL |  | 500 | 500 | 1000 | [15 empty] | Yes | Visible | 460 | 590 |  | 3 | 3 |  | CW |  |  |  |  | 50-60 | [8 empty] | 100 | 240 | 500 | [16 empty] | 0.7 ± 0.1 | [5 empty] | <5 | ±<1 | ±<1 |  |  | <1.1 |  | 1.0 ± 0.1 |  |  | ±0.25 | [6 empty] | 1.0 ± 0.1 |  |  | <5 |  |  |  |  | Linear, >100:1 |  | Vertical, ±5º |  | <5 | <0.1% between 10 Hz to 1 MHz | TEM00 | [10 empty] | 281 x 156 x 85 | [39 empty] | -10 to 60 | [8 empty] | <10 |  |  | 5 to 95 |  | Yes |  | IEC 61010-1/EN 61010-1 | [8 empty] | Interferometry, Holography, Flow Cytometry, Particle Counting, DNA Sequencing, Microscopy |  |  | https://www.coherent.com/lasers/laser/genesis-mx-series/genesis-mx-slm-series | 2018-04-12
59 | Genesis MX STM-Series | Genesis Lasers | Laser | CW |  | OPSL |  | 500 | 500 | 1000 | [10 empty] | ±1 |  |  |  |  | Yes | Visible | 460 | 639 |  | 3 | 3 | >99 | CW |  |  |  |  | 50-60 | [8 empty] | 100 | 240 | 500 | [23 empty] | ±<1 | ±<1 |  |  | <1.2 | [11 empty] | 1.0 ± 0.1 | [7 empty] | Linear, >100:1 | [5 empty] | TEM00 |  |  |  | 2 | [46 empty] | -10 to 60 | 10 to 40 | [7 empty] | <10 |  |  | 5 to 95 |  | Yes |  | IEC 61010-1/EN 61010-1 | [8 empty] | Life Sciences |  |  | https://www.coherent.com/lasers/laser/genesis-mx-series/genesis-mx-stm-series | 2018-04-12
60 | Genesis Taipan 460 nm to 577 nm | Genesis Lasers | Laser | CW |  | OPSL |  | 9000 | 1000 | 10000 | [15 empty] | Yes | Visible | 460 | 577 | 117 | 3 | 3 | [5 empty] | <0.5 | [8 empty] | 1.5-2.2 | [10 empty] | Available | [30 empty] | ± 0.25 |  |  |  |  | <6 |  |  |  | Horizontal, >100:1 |  |  |  | <5 |  | Multimode |  | <6 | [8 empty] | 121 x 44 x 68 | 0.73 | [22 empty] | 25 ± 2 | [6 empty] | Active cooling required | [18 empty] | Non-condensing | [14 empty] | Entertainment |  |  | https://www.coherent.com/lasers/laser/genesis-taipan-series/genesis-taipan-460-nm-to-577-nm | 2018-04-12
61 | Genesis Taipan 607 nm to 639 nm | Genesis Lasers | Laser | CW |  | OPSL |  | 1250 | 1250 | 2500 | [15 empty] | Yes | Visible | 607 | 639 | 32 | 1 | 1 | [5 empty] | <0.5 | [8 empty] | 1.5-2.2 | [10 empty] | Available | [30 empty] | ± 0.25 |  |  |  |  | <1.5 |  |  |  | Vertical, >100:1 |  |  |  | <10 |  |  |  | <1.5 | [8 empty] | 256 x 49 x 71 | 0.9 | [22 empty] | 25 ± 2 | [6 empty] | Active cooling required | [18 empty] | Non-condensing | [14 empty] | Entertainment |  |  | https://www.coherent.com/lasers/laser/genesis-taipan-series/genesis-taipan-607-nm-to-639-nm | 2018-04-12
62 | Genesis CX355 SLM | Genesis Lasers | Laser | CW |  | OPSL | 40, 60, 80, 100 | 60 | 40 | 100 | [10 empty] | ±1 |  |  |  |  | Yes | UV | 355 |  |  | 2 | 2 | >99 | CW |  |  |  |  | 50-60 | [8 empty] | 100 | 240 | 500 | [16 empty] | <1.2 | [5 empty] | <5 | ±<1 | ±<1 |  |  | <1.2 |  |  | 0.975 ± 0.2 | 0.915 ± 0.2 | ±325 | [6 empty] | 1.0 ± 0.1 |  |  | <5 |  |  |  |  | Linear, >100:1 |  | Vertical, ±5º |  | <6 | <0.1% between 10 Hz to 1 MHz | TEM00 |  |  |  | 2 | [6 empty] | 281 x 156 x 85 | [39 empty] | -10 to 60 | 10 to 40 | [7 empty] | <10 |  |  | 5 to 95 |  | Yes |  | IEC 61010-1/EN 61010-1 | [8 empty] | Holography, Scientific, Flow Cytometry, Particle Counting, DNA Sequencing, Microscopy | Cell Research, 3D Contour Mapping, 3D Contour Mapping | ABS | https://www.coherent.com/lasers/laser/genesis-cx-slm-series-end-user-oem | 2017-09-01
63 | Genesis CX460 SLM | Genesis Lasers | Laser | CW |  | OPSL | 1000 | [13 empty] | ±1 |  |  |  |  | Yes | Visible | 460 |  |  | 3 | 3 | >99 | CW |  |  |  |  | 50-60 | [8 empty] | 100 | 240 | 500 | [16 empty] | <0.5 | [5 empty] | <5 | ±<1 |  |  |  | <1.1 |  | 2.25 ± 10% | [9 empty] | 1.0 ± 0.1 |  |  | <5 |  |  |  |  | Linear, >100:1 |  | Horizontal, ±5º |  | <2 | <0.1% between 10 Hz to 1 MHz | TEM00 |  |  |  | 2 | [6 empty] | 281 x 156 x 85 | [39 empty] | -10 to 60 | 10 to 40 | [7 empty] | <10 |  |  | 5 to 95 |  | Yes |  | IEC 61010-1/EN 61010-1 | [8 empty] | Holography, Scientific, Flow Cytometry, Particle Counting, DNA Sequencing, Microscopy | Cell Research, 3D Contour Mapping, 3D Contour Mapping | ABS | https://www.coherent.com/lasers/laser/genesis-cx-slm-series-end-user-oem | 2017-09-01
64 | Genesis CX480 SLM | Genesis Lasers | Laser | CW |  | OPSL | 1000 | [13 empty] | ±1 |  |  |  |  | Yes | Visible | 480 |  |  | 3 | 3 | >99 | CW |  |  |  |  | 50-60 | [8 empty] | 100 | 240 | 500 | [16 empty] | <0.5 | [5 empty] | <5 | ±<1 |  |  |  | <1.1 |  | 2.25 ± 10% | [9 empty] | 1.0 ± 0.1 |  |  | <5 |  |  |  |  | Linear, >100:1 |  | Horizontal, ±5º |  | <2 | <0.1% between 10 Hz to 1 MHz | TEM00 |  |  |  | 2 | [6 empty] | 281 x 156 x 85 | [39 empty] | -10 to 60 | 10 to 40 | [7 empty] | <10 |  |  | 5 to 95 |  | Yes |  | IEC 61010-1/EN 61010-1 | [8 empty] | Holography, Scientific, Flow Cytometry, Particle Counting, DNA Sequencing, Microscopy | Cell Research, 3D Contour Mapping, 3D Contour Mapping | ABS | https://www.coherent.com/lasers/laser/genesis-cx-slm-series-end-user-oem | 2017-09-01
65 | Genesis CX488 SLM | Genesis Lasers | Laser | CW |  | OPSL | 2000 | [13 empty] | ±1 |  |  |  |  | Yes | Visible | 488 |  |  | 3 | 3 | >99 | CW |  |  |  |  | 50-60 | [8 empty] | 100 | 240 | 500 | [16 empty] | <0.5 | [5 empty] | <5 | ±<1 |  |  |  | <1.1 |  | 2.25 ± 10% | [9 empty] | 1.0 ± 0.1 |  |  | <5 |  |  |  |  | Linear, >100:1 |  | Horizontal, ±5º |  | <2 | <0.1% between 10 Hz to 1 MHz | TEM00 |  |  |  | 2 | [6 empty] | 281 x 156 x 85 | [39 empty] | -10 to 60 | 10 to 40 | [7 empty] | <10 |  |  | 5 to 95 |  | Yes |  | IEC 61010-1/EN 61010-1 | [8 empty] | Holography, Scientific, Flow Cytometry, Particle Counting, DNA Sequencing, Microscopy | Cell Research, 3D Contour Mapping, 3D Contour Mapping | ABS | https://www.coherent.com/lasers/laser/genesis-cx-slm-series-end-user-oem | 2017-09-01
66 | Genesis CX514 SLM | Genesis Lasers | Laser | CW |  | OPSL | 2000, 4000 | 2000 | 2000 | 4000 | [10 empty] | ±1 |  |  |  |  | Yes | Visible | 514 |  |  | 3 | 3 | >99 | CW |  |  |  |  | 50-60 | [8 empty] | 100 | 240 | 500 | [16 empty] | <0.5 | [5 empty] | <5 | ±<1 |  |  |  | <1.1 |  | 2.25 ± 10% |  |  | ±0.5 | [6 empty] | 1.0 ± 0.1 |  |  | <5 |  |  |  |  | Linear, >100:1 |  | Horizontal, ±5º |  | <2 | <0.1% between 10 Hz to 1 MHz | TEM00 |  |  |  | 2 | [6 empty] | 281 x 156 x 85 | [39 empty] | -10 to 60 | 10 to 40 | [7 empty] | <10 |  |  | 5 to 95 |  | Yes |  | IEC 61010-1/EN 61010-1 | [8 empty] | Holography, Scientific, Flow Cytometry, Particle Counting, DNA Sequencing, Microscopy | Cell Research, 3D Contour Mapping, 3D Contour Mapping | ABS | https://www.coherent.com/lasers/laser/genesis-cx-slm-series-end-user-oem | 2017-09-01
67 | Genesis CX532 SLM | Genesis Lasers | Laser | CW |  | OPSL | 2000, 4000 | 2000 | 2000 | 4000 | [10 empty] | ±1 |  |  |  |  | Yes | Visible | 532 |  |  | 3 | 3 | >99 | CW |  |  |  |  | 50-60 | [8 empty] | 100 | 240 | 500 | [16 empty] | <0.5 | [5 empty] | <5 | ±<1 |  |  |  | <1.1 |  | 2.25 ± 10% |  |  | ±0.5 | [6 empty] | 1.0 ± 0.1 |  |  | <5 |  |  |  |  | Linear, >100:1 |  | Horizontal, ±5º |  | <2 | <0.1% between 10 Hz to 1 MHz | TEM00 |  |  |  | 2 | [6 empty] | 281 x 156 x 85 | [39 empty] | -10 to 60 | 10 to 40 | [7 empty] | <10 |  |  | 5 to 95 |  | Yes |  | IEC 61010-1/EN 61010-1 | [8 empty] | Holography, Scientific, Flow Cytometry, Particle Counting, DNA Sequencing, Microscopy | Cell Research, 3D Contour Mapping, 3D Contour Mapping | ABS | https://www.coherent.com/lasers/laser/genesis-cx-slm-series-end-user-oem | 2017-09-01
68 | Genesis CX561 SLM | Genesis Lasers | Laser | CW |  | OPSL | 1000 | [13 empty] | ±1 |  |  |  |  | Yes | Visible | 561 |  |  | 3 | 3 | >99 | CW |  |  |  |  | 50-60 | [8 empty] | 100 | 240 | 500 | [16 empty] | <0.5 | [5 empty] | <5 | ±<1 |  |  |  | <1.1 |  | 2.25 ± 10% |  |  | ±0.5 | [6 empty] | 1.0 ± 0.1 |  |  | <5 |  |  |  |  | Linear, >100:1 |  | Horizontal, ±5º |  | <2 | <0.1% between 10 Hz to 1 MHz | TEM00 |  |  |  | 2 | [6 empty] | 281 x 156 x 85 | [39 empty] | -10 to 60 | 10 to 40 | [7 empty] | <10 |  |  | 5 to 95 |  | Yes |  | IEC 61010-1/EN 61010-1 | [8 empty] | Holography, Scientific, Flow Cytometry, Particle Counting, DNA Sequencing, Microscopy | Cell Research, 3D Contour Mapping, 3D Contour Mapping | ABS | https://www.coherent.com/lasers/laser/genesis-cx-slm-series-end-user-oem | 2017-09-01
69 | Genesis CX577 SLM | Genesis Lasers | Laser | CW |  | OPSL | 2000 | [13 empty] | ±1 |  |  |  |  | Yes | Visible | 577 |  |  | 3 | 3 | >99 | CW |  |  |  |  | 50-60 | [8 empty] | 100 | 240 | 500 | [16 empty] | <0.5 | [5 empty] | <5 | ±<1 |  |  |  | <1.1 |  | 2.25 ± 10% |  |  | ±0.5 | [6 empty] | 1.0 ± 0.1 |  |  | <5 |  |  |  |  | Linear, >100:1 |  | Horizontal, ±5º |  | <2 | <0.1% between 10 Hz to 1 MHz | TEM00 |  |  |  | 2 | [6 empty] | 281 x 156 x 85 | [39 empty] | -10 to 60 | 10 to 40 | [7 empty] | <10 |  |  | 5 to 95 |  | Yes |  | IEC 61010-1/EN 61010-1 | [8 empty] | Holography, Scientific, Flow Cytometry, Particle Counting, DNA Sequencing, Microscopy | Cell Research, 3D Contour Mapping, 3D Contour Mapping | ABS | https://www.coherent.com/lasers/laser/genesis-cx-slm-series-end-user-oem | 2017-09-01
70 | Genesis CX590 SLM | Genesis Lasers | Laser | CW |  | OPSL | 1000 | [13 empty] | ±1 |  |  |  |  | Yes | Visible | 590 |  |  | 3 | 3 | >99 | CW |  |  |  |  | 50-60 | [8 empty] | 100 | 240 | 500 | [16 empty] | <0.5 | [5 empty] | <5 | ±<1 |  |  |  | <1.1 |  | 2.25 ± 10% |  |  | ±0.5 | [6 empty] | 1.0 ± 0.1 |  |  | <5 |  |  |  |  | Linear, >100:1 |  | Horizontal, ±5º |  | <2 | <0.1% between 10 Hz to 1 MHz | TEM00 |  |  |  | 2 | [6 empty] | 281 x 156 x 85 | [39 empty] | -10 to 60 | 10 to 40 | [7 empty] | <10 |  |  | 5 to 95 |  | Yes |  | IEC 61010-1/EN 61010-1 | [8 empty] | Holography, Scientific, Flow Cytometry, Particle Counting, DNA Sequencing, Microscopy | Cell Research, 3D Contour Mapping, 3D Contour Mapping | ABS | https://www.coherent.com/lasers/laser/genesis-cx-slm-series-end-user-oem | 2017-09-01
71 | Genesis CX355 STM Compact (OEM) | Genesis Lasers | Laser | CW |  | OPSL | 40, 60, 80, 100 | 60 | 40 | 100 | [10 empty] | ±<1 |  |  |  |  | Yes | UV | 355 |  |  | 2 | 2 |  | CW |  |  |  |  | 50-60 | [8 empty] | 100 | 240 | 500 | [16 empty] | <1.2 | [5 empty] | <5 | ±<1 | ±<1 |  |  | <1.2 |  |  | 0.975 ± 0.2 | 0.915 ± 0.2 | ±325 | [6 empty] | 1.0 ± 0.1 |  |  | <50000 |  |  |  |  | Linear, >100:1 |  | Horizontal, ±5º |  | <6 | <0.1% between 10 Hz to 1 MHz | TEM00 |  |  |  | 2 | [6 empty] | 250.1 x 138.0 x 50.8 | [39 empty] | -10 to 60 | 10 to 40 | [7 empty] | <10 |  |  | 5 to 95 |  | Yes |  | IEC 61010-1/EN 61010-1 | [8 empty] | Flow Cytometry, Particle Counting, Microscopy |  |  | https://www.coherent.com/lasers/laser/genesis-cx-stm-compact-oem | 2017-09-01
72 | Genesis CX355 STM | Genesis Lasers | Laser | CW |  | OPSL | 40, 60, 80, 100, 150, 200, 250 | 210 | 40 | 250 | [10 empty] | ±1 |  |  |  |  | Yes | UV | 355 |  |  | 2 | 2 | >99 | CW |  |  |  |  | 50-60 | [8 empty] | 100 | 240 | 500 | [16 empty] | <1.2 | [5 empty] | <5 | ±<1 | ±<1 |  |  | <1.2 |  |  | 0.975 ± 0.2 | 0.915 ± 0.2 | ±325 | [6 empty] | 1.0 ± 0.1 |  |  | <50000 |  |  |  |  | Linear, >100:1 |  | Vertical, ±5º |  | <6 | <0.1% between 10 Hz to 1 MHz | TEM00 |  |  |  | 2 | [6 empty] | 281 x 156 x 85 | [39 empty] | -10 to 60 | 10 to 40 | [7 empty] | <10 |  |  | 5 to 95 |  | Yes |  | IEC 61010-1/EN 61010-1 | [8 empty] | Flow Cytometry, Particle Counting, DNA Sequencing, Microscopy |  |  | https://www.coherent.com/lasers/laser/genesis-cx-stm-series | 2017-09-01
73 | Genesis CX460 STM | Genesis Lasers | Laser | CW |  | OPSL | 1000 | [13 empty] | ±1 |  |  |  |  | Yes | Visible | 460 |  |  | 3 | 3 | >99 | CW |  |  |  |  | 50-60 | [8 empty] | 100 | 240 | 500 | [16 empty] | <0.5 | [5 empty] | <5 | ±<1 |  |  |  | <1.1 |  | 2.25 ± 10% |  |  | ±0.5 | [6 empty] | 1.0 ± 0.1 |  |  | <30000 |  |  |  |  | Linear, >100:1 |  | Horizontal, ±5º |  | <2 | <0.1% between 10 Hz to 1 MHz | TEM00 |  |  |  | 2 | [6 empty] | 281 x 156 x 85 | [39 empty] | -10 to 60 | 10 to 40 | [7 empty] | <10 |  |  | 5 to 95 |  | Yes |  | IEC 61010-1/EN 61010-1 | [8 empty] | Flow Cytometry, Particle Counting, DNA Sequencing, Microscopy |  |  | https://www.coherent.com/lasers/laser/genesis-cx-stm-series | 2017-09-01
74 | Genesis CX480 STM | Genesis Lasers | Laser | CW |  | OPSL | 1000, 2000 | 1000 | 1000 | 2000 | [10 empty] | ±1 |  |  |  |  | Yes | Visible | 480 |  |  | 3 | 3 | >99 | CW |  |  |  |  | 50-60 | [8 empty] | 100 | 240 | 500 | [16 empty] | <0.5 | [5 empty] | <5 | ±<1 |  |  |  | <1.1 |  | 2.25 ± 10% |  |  | ±0.5 | [6 empty] | 1.0 ± 0.1 |  |  | <30000 |  |  |  |  | Linear, >100:1 |  | Horizontal, ±5º |  | <2 | <0.1% between 10 Hz to 1 MHz | TEM00 |  |  |  | 2 | [6 empty] | 281 x 156 x 85 | [39 empty] | -10 to 60 | 10 to 40 | [7 empty] | <10 |  |  | 5 to 95 |  | Yes |  | IEC 61010-1/EN 61010-1 | [8 empty] | Flow Cytometry, Particle Counting, DNA Sequencing, Microscopy |  |  | https://www.coherent.com/lasers/laser/genesis-cx-stm-series | 2017-09-01
75 | Genesis CX488 STM | Genesis Lasers | Laser | CW |  | OPSL | 2000, 4000 | 2000 | 2000 | 4000 | [10 empty] | ±1 |  |  |  |  | Yes | Visible | 488 |  |  | 3 | 3 | >99 | CW |  |  |  |  | 50-60 | [8 empty] | 100 | 240 | 500 | [16 empty] | <0.5 | [5 empty] | <5 | ±<1 |  |  |  | <1.1 |  | 2.25 ± 10% |  |  | ±0.5 | [6 empty] | 1.0 ± 0.1 |  |  | <30000 |  |  |  |  | Linear, >100:1 |  | Horizontal, ±5º |  | <2 | <0.1% between 10 Hz to 1 MHz | TEM00 |  |  |  | 2 | [6 empty] | 281 x 156 x 85 | [39 empty] | -10 to 60 | 10 to 40 | [7 empty] | <10 |  |  | 5 to 95 |  | Yes |  | IEC 61010-1/EN 61010-1 | [8 empty] | Flow Cytometry, Particle Counting, DNA Sequencing, Microscopy |  |  | https://www.coherent.com/lasers/laser/genesis-cx-stm-series | 2017-09-01
76 | Genesis CX514 STM | Genesis Lasers | Laser | CW |  | OPSL | 2000, 4000 | 2000 | 2000 | 4000 | [10 empty] | ±1 |  |  |  |  | Yes | Visible | 514 |  |  | 3 | 3 | >99 | CW |  |  |  |  | 50-60 | [8 empty] | 100 | 240 | 500 | [16 empty] | <0.5 | [5 empty] | <5 | ±<1 |  |  |  | <1.1 |  | 2.25 ± 10% |  |  | ±0.5 | [6 empty] | 1.0 ± 0.1 |  |  | <30000 |  |  |  |  | Linear, >100:1 |  | Horizontal, ±5º |  | <2 | <0.1% between 10 Hz to 1 MHz | TEM00 |  |  |  | 2 | [6 empty] | 281 x 156 x 85 | [39 empty] | -10 to 60 | 10 to 40 | [7 empty] | <10 |  |  | 5 to 95 |  | Yes |  | IEC 61010-1/EN 61010-1 | [8 empty] | Flow Cytometry, Particle Counting, DNA Sequencing, Microscopy |  |  | https://www.coherent.com/lasers/laser/genesis-cx-stm-series | 2017-09-01
77 | Genesis CX532 STM | Genesis Lasers | Laser | CW |  | OPSL | 2000, 4000, 5000, 6000, 7000 | 5000 | 2000 | 7000 | [10 empty] | ±1 |  |  |  |  | Yes | Visible | 532 |  |  | 3 | 3 | >99 | CW |  |  |  |  | 50-60 | [8 empty] | 100 | 240 | 500 | [16 empty] | <0.5 | [5 empty] | <5 | ±<1 |  |  |  | <1.1 |  | 2.25 ± 10% |  |  | ±0.5 | [6 empty] | 1.0 ± 0.1 |  |  | <30000 |  |  |  |  | Linear, >100:1 |  | Horizontal, ±5º |  | <2 | <0.1% between 10 Hz to 1 MHz | TEM00 |  |  |  | 2 | [6 empty] | 281 x 156 x 85 | [39 empty] | -10 to 60 | 10 to 40 | [7 empty] | <10 |  |  | 5 to 95 |  | Yes |  | IEC 61010-1/EN 61010-1 | [8 empty] | Flow Cytometry, Particle Counting, DNA Sequencing, Microscopy |  |  | https://www.coherent.com/lasers/laser/genesis-cx-stm-series | 2017-09-01
78 | Genesis CX532 STM | Genesis Lasers | Laser | CW |  | OPSL | 8000, 10000 | 2000 | 8000 | 10000 | [10 empty] | ±1 |  |  |  |  | Yes | Visible | 532 |  |  | 3 | 3 | >99 | CW |  |  |  |  | 50-60 | [8 empty] | 100 | 240 | 700 | [16 empty] | <0.5 | [5 empty] | <5 | ±<1 |  |  |  | <1.1 |  | 2.25 ± 10% |  |  | ±0.5 | [6 empty] | 1.0 ± 0.1 |  |  | <30000 |  |  |  |  | Linear, >100:1 |  | Horizontal, ±5º |  | <2 | <0.1% between 10 Hz to 1 MHz | TEM00 |  |  |  | 2 | [6 empty] | 281 x 156 x 85 | [39 empty] | -10 to 60 | 10 to 40 | [7 empty] | <10 |  |  | 5 to 95 |  | Yes |  | IEC 61010-1/EN 61010-1 | [8 empty] | Flow Cytometry, Particle Counting, DNA Sequencing, Microscopy |  |  | https://www.coherent.com/lasers/laser/genesis-cx-stm-series | 2017-09-01
79 | Genesis CX561 STM | Genesis Lasers | Laser | CW |  | OPSL | 3000 | [13 empty] | ±1 |  |  |  |  | Yes | Visible | 561 |  |  | 3 | 3 | >99 | CW |  |  |  |  | 50-60 | [8 empty] | 100 | 240 | 700 | [16 empty] | <0.5 | [5 empty] | <5 | ±<1 |  |  |  | <1.1 |  | 2.25 ± 10% |  |  | ±0.5 | [6 empty] | 1.0 ± 0.1 |  |  | <30000 |  |  |  |  | Linear, >100:1 |  | Horizontal, ±5º |  | <2 | <0.1% between 10 Hz to 1 MHz | TEM00 |  |  |  | 2 | [6 empty] | 281 x 156 x 85 | [39 empty] | -10 to 60 | 10 to 40 | [7 empty] | <10 |  |  | 5 to 95 |  | Yes |  | IEC 61010-1/EN 61010-1 | [8 empty] | Flow Cytometry, Particle Counting, DNA Sequencing, Microscopy |  |  | https://www.coherent.com/lasers/laser/genesis-cx-stm-series | 2017-09-01
80 | Genesis CX577 STM | Genesis Lasers | Laser | CW |  | OPSL | 1000, 2000 | 1000 | 1000 | 2000 | [10 empty] | ±1 |  |  |  |  | Yes | Visible | 577 |  |  | 3 | 3 | >99 | CW |  |  |  |  | 50-60 | [8 empty] | 100 | 240 | 500 | [16 empty] | <0.5 | [5 empty] | <5 | ±<1 |  |  |  | <1.1 |  | 2.25 ± 10% |  |  | ±0.5 | [6 empty] | 1.0 ± 0.1 |  |  | <30000 |  |  |  |  | Linear, >100:1 |  | Horizontal, ±5º |  | <2 | <0.1% between 10 Hz to 1 MHz | TEM00 |  |  |  | 2 | [6 empty] | 281 x 156 x 85 | [39 empty] | -10 to 60 | 10 to 40 | [7 empty] | <10 |  |  | 5 to 95 |  | Yes |  | IEC 61010-1/EN 61010-1 | [8 empty] | Flow Cytometry, Particle Counting, DNA Sequencing, Microscopy |  |  | https://www.coherent.com/lasers/laser/genesis-cx-stm-series | 2017-09-01
81 | Genesis CX590 STM | Genesis Lasers | Laser | CW |  | OPSL | 1000, 2000, 3000 | 2000 | 1000 | 3000 | [10 empty] | ±1 |  |  |  |  | Yes | Visible | 590 |  |  | 3 | 3 | >99 | CW |  |  |  |  | 50-60 | [8 empty] | 100 | 240 | 500 | [16 empty] | <0.5 | [5 empty] | <5 | ±<1 |  |  |  | <1.1 |  | 2.25 ± 10% |  |  | ±0.5 | [6 empty] | 1.0 ± 0.1 |  |  | <30000 |  |  |  |  | Linear, >100:1 |  | Horizontal, ±5º |  | <2 | <0.1% between 10 Hz to 1 MHz | TEM00 |  |  |  | 2 | [6 empty] | 281 x 156 x 85 | [39 empty] | -10 to 60 | 10 to 40 | [7 empty] | <10 |  |  | 5 to 95 |  | Yes |  | IEC 61010-1/EN 61010-1 | [8 empty] | Flow Cytometry, Particle Counting, DNA Sequencing, Microscopy |  |  | https://www.coherent.com/lasers/laser/genesis-cx-stm-series | 2017-09-01
82 | Genesis MX460 SLM | Genesis Lasers | Laser | CW |  | OPSL | 500 | [13 empty] | ±1 |  |  |  |  | Yes | Visible | 460 |  |  | 3 | 3 | >99 | CW |  |  |  |  | 50-60 | [8 empty] | 100 | 240 | 500 | [16 empty] | 0.7 ± 0.1 | [5 empty] | <5 | ±<1 | ±<1 |  |  | <1.1 |  | 1.0 ± 0.1 |  |  | ±0.25 | [6 empty] | 1.0 ± 0.1 |  |  | <5 |  |  |  |  | Linear, >100:1 |  | Vertical, ±5º |  | <5 | <0.1% between 10 Hz to 1 MHz | TEM00 |  |  |  | 2 | [6 empty] | 281 x 156 x 85 | [39 empty] | -10 to 60 | 10 to 40 | [7 empty] | <10 |  |  | 5 to 95 |  | Yes |  | IEC 61010-1/EN 61010-1 | [8 empty] | Interferometry, Holography, Flow Cytometry, Particle Counting, DNA Sequencing, Microscopy |  |  | https://www.coherent.com/lasers/laser/genesis-mx-series/genesis-mx-slm-series | 2017-09-01
83 | Genesis MX480 SLM | Genesis Lasers | Laser | CW |  | OPSL | 500 | [13 empty] | ±1 |  |  |  |  | Yes | Visible | 480 |  |  | 3 | 3 | >99 | CW |  |  |  |  | 50-60 | [8 empty] | 100 | 240 | 500 | [16 empty] | 0.7 ± 0.1 | [5 empty] | <5 | ±<1 | ±<1 |  |  | <1.1 |  | 1.0 ± 0.1 |  |  | ±0.25 | [6 empty] | 1.0 ± 0.1 |  |  | <5 |  |  |  |  | Linear, >100:1 |  | Vertical, ±5º |  | <5 | <0.1% between 10 Hz to 1 MHz | TEM00 |  |  |  | 2 | [6 empty] | 281 x 156 x 85 | [39 empty] | -10 to 60 | 10 to 40 | [7 empty] | <10 |  |  | 5 to 95 |  | Yes |  | IEC 61010-1/EN 61010-1 | [8 empty] | Interferometry, Holography, Flow Cytometry, Particle Counting, DNA Sequencing, Microscopy |  |  | https://www.coherent.com/lasers/laser/genesis-mx-series/genesis-mx-slm-series | 2017-09-01
84 | Genesis MX488 SLM | Genesis Lasers | Laser | CW |  | OPSL | 500, 1000 | 500 | 500 | 1000 | [10 empty] | ±1 |  |  |  |  | Yes | Visible | 488 |  |  | 3 | 3 | >99 | CW |  |  |  |  | 50-60 | [8 empty] | 100 | 240 | 500 | [16 empty] | 0.7 ± 0.1 | [5 empty] | <5 | ±<1 | ±<1 |  |  | <1.1 |  | 1.0 ± 0.1 |  |  | ±0.25 | [6 empty] | 1.0 ± 0.1 |  |  | <5 |  |  |  |  | Linear, >100:1 |  | Vertical, ±5º |  | <5 | <0.1% between 10 Hz to 1 MHz | TEM00 |  |  |  | 2 | [6 empty] | 281 x 156 x 85 | [39 empty] | -10 to 60 | 10 to 40 | [7 empty] | <10 |  |  | 5 to 95 |  | Yes |  | IEC 61010-1/EN 61010-1 | [8 empty] | Interferometry, Holography, Flow Cytometry, Particle Counting, DNA Sequencing, Microscopy |  |  | https://www.coherent.com/lasers/laser/genesis-mx-series/genesis-mx-slm-series | 2017-09-01
85 | Genesis MX514 SLM | Genesis Lasers | Laser | CW |  | OPSL | 500, 1000 | 500 | 500 | 1000 | [10 empty] | ±1 |  |  |  |  | Yes | Visible | 514 |  |  | 3 | 3 | >99 | CW |  |  |  |  | 50-60 | [8 empty] | 100 | 240 | 500 | [16 empty] | 0.7 ± 0.1 | [5 empty] | <5 | ±<1 | ±<1 |  |  | <1.1 |  | 1.0 ± 0.1 |  |  | ±0.25 | [6 empty] | 1.0 ± 0.1 |  |  | <5 |  |  |  |  | Linear, >100:1 |  | Vertical, ±5º |  | <5 | <0.1% between 10 Hz to 1 MHz | TEM00 |  |  |  | 2 | [6 empty] | 281 x 156 x 85 | [39 empty] | -10 to 60 | 10 to 40 | [7 empty] | <10 |  |  | 5 to 95 |  | Yes |  | IEC 61010-1/EN 61010-1 | [8 empty] | Interferometry, Holography, Flow Cytometry, Particle Counting, DNA Sequencing, Microscopy |  |  | https://www.coherent.com/lasers/laser/genesis-mx-series/genesis-mx-slm-series | 2017-09-01
86 | Genesis MX532 SLM | Genesis Lasers | Laser | CW |  | OPSL | 500, 1000 | 500 | 500 | 1000 | [10 empty] | ±1 |  |  |  |  | Yes | Visible | 532 |  |  | 3 | 3 | >99 | CW |  |  |  |  | 50-60 | [8 empty] | 100 | 240 | 500 | [16 empty] | 0.7 ± 0.1 | [5 empty] | <5 | ±<1 | ±<1 |  |  | <1.1 |  | 1.0 ± 0.1 |  |  | ±0.25 | [6 empty] | 1.0 ± 0.1 |  |  | <5 |  |  |  |  | Linear, >100:1 |  | Vertical, ±5º |  | <5 | <0.1% between 10 Hz to 1 MHz | TEM00 |  |  |  | 2 | [6 empty] | 281 x 156 x 85 | [39 empty] | -10 to 60 | 10 to 40 water-cooled, 10 to 35 air-cooled | [7 empty] | <10 |  |  | 5 to 95 |  | Yes |  | IEC 61010-1/EN 61010-1 | [8 empty] | Interferometry, Holography, Flow Cytometry, Particle Counting, DNA Sequencing, Microscopy |  |  | https://www.coherent.com/lasers/laser/genesis-mx-series/genesis-mx-slm-series | 2017-09-01
87 | Genesis MX561 SLM | Genesis Lasers | Laser | CW |  | OPSL | 500 | [13 empty] | ±1 |  |  |  |  | Yes | Visible | 561 |  |  | 3 | 3 | >99 | CW |  |  |  |  | 50-60 | [8 empty] | 100 | 240 | 500 | [16 empty] | 0.7 ± 0.1 | [5 empty] | <5 | ±<1 | ±<1 |  |  | <1.1 |  | 1.0 ± 0.1 |  |  | ±0.25 | [6 empty] | 1.0 ± 0.1 |  |  | <5 |  |  |  |  | Linear, >100:1 |  | Vertical, ±5º |  | <5 | <0.1% between 10 Hz to 1 MHz | TEM00 |  |  |  | 2 | [6 empty] | 281 x 156 x 85 | [39 empty] | -10 to 60 | 10 to 40 water-cooled, 10 to 35 air-cooled | [7 empty] | <10 |  |  | 5 to 95 |  | Yes |  | IEC 61010-1/EN 61010-1 | [8 empty] | Interferometry, Holography, Flow Cytometry, Particle Counting, DNA Sequencing, Microscopy |  |  | https://www.coherent.com/lasers/laser/genesis-mx-series/genesis-mx-slm-series | 2017-09-01
88 | Genesis MX577 SLM | Genesis Lasers | Laser | CW |  | OPSL | 500, 1000 | 500 | 500 | 1000 | [10 empty] | ±1 |  |  |  |  | Yes | Visible | 577 |  |  | 3 | 3 | >99 | CW |  |  |  |  | 50-60 | [8 empty] | 100 | 240 | 500 | [16 empty] | 0.7 ± 0.1 | [5 empty] | <5 | ±<1 | ±<1 |  |  | <1.1 |  | 1.0 ± 0.1 |  |  | ±0.25 | [6 empty] | 1.0 ± 0.1 |  |  | <5 |  |  |  |  | Linear, >100:1 |  | Vertical, ±5º |  | <5 | <0.1% between 10 Hz to 1 MHz | TEM00 |  |  |  | 2 | [6 empty] | 281 x 156 x 85 | [39 empty] | -10 to 60 | 10 to 40 water-cooled, 10 to 35 air-cooled | [7 empty] | <10 |  |  | 5 to 95 |  | Yes |  | IEC 61010-1/EN 61010-1 | [8 empty] | Interferometry, Holography, Flow Cytometry, Particle Counting, DNA Sequencing, Microscopy |  |  | https://www.coherent.com/lasers/laser/genesis-mx-series/genesis-mx-slm-series | 2017-09-01
89 | Genesis MX590 SLM | Genesis Lasers | Laser | CW |  | OPSL | 500, 1000 | 500 | 500 | 1000 | [10 empty] | ±1 |  |  |  |  | Yes | Visible | 590 |  |  | 3 | 3 | >99 | CW |  |  |  |  | 50-60 | [8 empty] | 100 | 240 | 500 | [16 empty] | 0.7 ± 0.1 | [5 empty] | <5 | ±<1 | ±<1 |  |  | <1.1 |  | 1.0 ± 0.1 |  |  | ±0.25 | [6 empty] | 1.0 ± 0.1 |  |  | <5 |  |  |  |  | Linear, >100:1 |  | Vertical, ±5º |  | <5 | <0.1% between 10 Hz to 1 MHz | TEM00 |  |  |  | 2 | [6 empty] | 281 x 156 x 85 | [39 empty] | -10 to 60 | 10 to 40 water-cooled, 10 to 35 air-cooled | [7 empty] | <10 |  |  | 5 to 95 |  | Yes |  | IEC 61010-1/EN 61010-1 | [8 empty] | Interferometry, Holography, Flow Cytometry, Particle Counting, DNA Sequencing, Microscopy |  |  | https://www.coherent.com/lasers/laser/genesis-mx-series/genesis-mx-slm-series | 2017-09-01
90 | Genesis MX460 SLM (OEM) | Genesis Lasers | Laser | CW |  | OPSL | 500 | [18 empty] | Yes | Visible | 460 |  |  | 3 | 3 |  | CW | [9 empty] | <15 | <12.5 |  | 1.5-2.2 | [10 empty] | Available | [8 empty] | 0.7 ± 0.1 | [6 empty] | ±<1 | ±<1 |  |  | <1.1 |  | 1.0 ± 0.1 |  |  | ±0.25 | [6 empty] | 1.0 ± 0.1 |  |  | <5 | <1.1 |  |  | <1% between 10 Hz to 5 kHz | Horizontal, >100:1 |  |  |  | <5 | <0.1% between 10 Hz to 1 MHz | TEM00 |  | <1.1 | [8 empty] | 121 x 44 x 65 | 0.73 | [22 empty] | 25 ± 2 | [6 empty] | Active cooling requirement | [17 empty] | <10 | Non-condensing |  |  |  | No | [10 empty] | Interferometry, Holography, Flow Cytometry, Particle Counting, DNA Sequencing, Microscopy |  |  | https://www.coherent.com/lasers/laser/genesis-mx-series/genesis-mx-slm-series | 2017-09-01
91 | Genesis MX480 SLM (OEM) | Genesis Lasers | Laser | CW |  | OPSL | 500 | [18 empty] | Yes | Visible | 480 |  |  | 3 | 3 |  | CW | [9 empty] | <12 | <10 |  | 1.5-2.2 | [10 empty] | Available | [8 empty] | 0.7 ± 0.1 | [6 empty] | ±<1 | ±<1 |  |  | <1.1 |  | 1.0 ± 0.1 |  |  | ±0.25 | [6 empty] | 1.0 ± 0.1 |  |  | <5 | <1.1 |  |  | <1% between 10 Hz to 5 kHz | Horizontal, >100:1 |  |  |  | <5 | <0.1% between 10 Hz to 1 MHz | TEM00 |  | <1.1 | [8 empty] | 121 x 44 x 65 | 0.73 | [22 empty] | 25 ± 2 | [6 empty] | Active cooling requirement | [17 empty] | <10 | Non-condensing |  |  |  | No | [10 empty] | Interferometry, Holography, Flow Cytometry, Particle Counting, DNA Sequencing, Microscopy |  |  | https://www.coherent.com/lasers/laser/genesis-mx-series/genesis-mx-slm-series | 2017-09-01
92 | Genesis MX488 SLM (OEM) | Genesis Lasers | Laser | CW |  | OPSL | 500, 1000 | 500 | 500 | 1000 | [15 empty] | Yes | Visible | 488 |  |  | 3 | 3 |  | CW | [9 empty] | <12, <15 | <10, <12.5 |  | 1.5-2.2 | [10 empty] | Available | [8 empty] | 0.7 ± 0.1 | [6 empty] | ±<1 | ±<1 |  |  | <1.1 |  | 1.0 ± 0.1 |  |  | ±0.25 | [6 empty] | 1.0 ± 0.1 |  |  | <5 | <1.1 |  |  | <1% between 10 Hz to 5 kHz | Horizontal, >100:1 |  |  |  | <5 | <0.1% between 10 Hz to 1 MHz | TEM00 |  | <1.1 | [8 empty] | 121 x 44 x 65 | 0.73 | [22 empty] | 25 ± 2 | [6 empty] | Active cooling requirement | [17 empty] | <10 | Non-condensing |  |  |  | No | [10 empty] | Interferometry, Holography, Flow Cytometry, Particle Counting, DNA Sequencing, Microscopy |  |  | https://www.coherent.com/lasers/laser/genesis-mx-series/genesis-mx-slm-series | 2017-09-01
93 | Genesis MX514 SLM (OEM) | Genesis Lasers | Laser | CW |  | OPSL | 500, 1000 | 500 | 500 | 1000 | [15 empty] | Yes | Visible | 514 |  |  | 3 | 3 |  | CW | [9 empty] | <12, <15 | <10, <12.5 |  | 1.5-2.2 | [10 empty] | Available | [8 empty] | 0.7 ± 0.1 | [6 empty] | ±<1 | ±<1 |  |  | <1.1 |  | 1.0 ± 0.1 |  |  | ±0.25 | [6 empty] | 1.0 ± 0.1 |  |  | <5 | <1.1 |  |  | <1% between 10 Hz to 5 kHz | Horizontal, >100:1 |  |  |  | <5 | <0.1% between 10 Hz to 1 MHz | TEM00 |  | <1.1 | [8 empty] | 121 x 44 x 65 | 0.73 | [22 empty] | 25 ± 2 | [6 empty] | Active cooling requirement | [17 empty] | <10 | Non-condensing |  |  |  | No | [10 empty] | Interferometry, Holography, Flow Cytometry, Particle Counting, DNA Sequencing, Microscopy |  |  | https://www.coherent.com/lasers/laser/genesis-mx-series/genesis-mx-slm-series | 2017-09-01
94 | Genesis MX532 SLM (OEM) | Genesis Lasers | Laser | CW |  | OPSL | 500, 1000 | 500 | 500 | 1000 | [15 empty] | Yes | Visible | 532 |  |  | 3 | 3 |  | CW | [9 empty] | <12, <15 | <10, <12.5 |  | 1.5-2.2 | [10 empty] | Available | [8 empty] | 0.7 ± 0.1 | [6 empty] | ±<1 | ±<1 |  |  | <1.1 |  | 1.0 ± 0.1 |  |  | ±0.25 | [6 empty] | 1.0 ± 0.1 |  |  | <5 | <1.1 |  |  | <1% between 10 Hz to 5 kHz | Horizontal, >100:1 |  |  |  | <5 | <0.1% between 10 Hz to 1 MHz | TEM00 |  | <1.1 | [8 empty] | 121 x 44 x 65 | 0.73 | [22 empty] | 25 ± 2 | [6 empty] | Active cooling requirement | [17 empty] | <10 | Non-condensing |  |  |  | No | [10 empty] | Interferometry, Holography, Flow Cytometry, Particle Counting, DNA Sequencing, Microscopy |  |  | https://www.coherent.com/lasers/laser/genesis-mx-series/genesis-mx-slm-series | 2017-09-01
95 | Genesis MX561 SLM (OEM) | Genesis Lasers | Laser | CW |  | OPSL | 500 | [18 empty] | Yes | Visible | 561 |  |  | 3 | 3 |  | CW | [9 empty] | <12 | <10 |  | 1.5-2.2 | [10 empty] | Available | [8 empty] | 0.7 ± 0.1 | [6 empty] | ±<1 | ±<1 |  |  | <1.1 |  | 1.0 ± 0.1 |  |  | ±0.25 | [6 empty] | 1.0 ± 0.1 |  |  | <5 | <1.1 |  |  | <1% between 10 Hz to 5 kHz | Horizontal, >100:1 |  |  |  | <5 | <0.1% between 10 Hz to 1 MHz | TEM00 |  | <1.1 | [8 empty] | 121 x 44 x 65 | 0.73 | [22 empty] | 25 ± 2 | [6 empty] | Active cooling requirement | [17 empty] | <10 | Non-condensing |  |  |  | No | [10 empty] | Interferometry, Holography, Flow Cytometry, Particle Counting, DNA Sequencing, Microscopy |  |  | https://www.coherent.com/lasers/laser/genesis-mx-series/genesis-mx-slm-series | 2017-09-01
96 | Genesis MX577 SLM (OEM) | Genesis Lasers | Laser | CW |  | OPSL | 500, 1000 | 500 | 500 | 1000 | [15 empty] | Yes | Visible | 577 |  |  | 3 | 3 |  | CW | [9 empty] | <12, <15 | <10, <12.5 |  | 1.5-2.2 | [10 empty] | Available | [8 empty] | 0.7 ± 0.1 | [6 empty] | ±<1 | ±<1 |  |  | <1.1 |  | 1.0 ± 0.1 |  |  | ±0.25 | [6 empty] | 1.0 ± 0.1 |  |  | <5 | <1.1 |  |  | <1% between 10 Hz to 5 kHz | Horizontal, >100:1 |  |  |  | <5 | <0.1% between 10 Hz to 1 MHz | TEM00 |  | <1.1 | [8 empty] | 121 x 44 x 65 | 0.73 | [22 empty] | 25 ± 2 | [6 empty] | Active cooling requirement | [17 empty] | <10 | Non-condensing |  |  |  | No | [10 empty] | Interferometry, Holography, Flow Cytometry, Particle Counting, DNA Sequencing, Microscopy |  |  | https://www.coherent.com/lasers/laser/genesis-mx-series/genesis-mx-slm-series | 2017-09-01
97 | Genesis MX590 SLM (OEM) | Genesis Lasers | Laser | CW |  | OPSL | 500, 1000 | 500 | 500 | 1000 | [15 empty] | Yes | Visible | 590 |  |  | 3 | 3 |  | CW | [9 empty] | <12, <15 | <10, <12.5 |  | 1.5-2.2 | [10 empty] | Available | [8 empty] | 0.7 ± 0.1 | [6 empty] | ±<1 | ±<1 |  |  | <1.1 |  | 1.0 ± 0.1 |  |  | ±0.25 | [6 empty] | 1.0 ± 0.1 |  |  | <5 | <1.1 |  |  | <1% between 10 Hz to 5 kHz | Horizontal, >100:1 |  |  |  | <5 | <0.1% between 10 Hz to 1 MHz | TEM00 |  | <1.1 | [8 empty] | 121 x 44 x 65 | 0.73 | [22 empty] | 25 ± 2 | [6 empty] | Active cooling requirement | [17 empty] | <10 | Non-condensing |  |  |  | No | [10 empty] | Interferometry, Holography, Flow Cytometry, Particle Counting, DNA Sequencing, Microscopy |  |  | https://www.coherent.com/lasers/laser/genesis-mx-series/genesis-mx-slm-series | 2017-09-01
98 | Genesis MX460 STM | Genesis Lasers | Laser | CW |  | OPSL | 500 | [13 empty] | ±1 |  |  |  |  | Yes | Visible | 460 |  |  | 3 | 3 | >99 | CW |  |  |  |  | 50-60 | [8 empty] | 100 | 240 | 500 | [16 empty] | 0.7 ± 0.1 | [6 empty] | ±<1 | ±<1 |  |  | <1.1 |  | 1.0 ± 0.1 |  |  | ±0.25 | [6 empty] | 1.0 ± 0.1 |  |  | <5000 |  |  |  |  | Linear, >100:1 |  | Vertical, ±5º |  | <5 | <0.1% between 10 Hz to 1 MHz | TEM00 |  |  |  | 2 | [6 empty] | 220 x 79 x 90 | [39 empty] | -10 to 60 | 10 to 40 | [7 empty] | <10 |  |  | 5 to 95 |  | Yes |  | IEC 61010-1/EN 61010-1 | [8 empty] | Life Sciences |  |  | https://www.coherent.com/lasers/laser/genesis-mx-series/genesis-mx-stm-series | 2017-09-01
99 | Genesis MX480 STM | Genesis Lasers | Laser | CW |  | OPSL | 500 | [13 empty] | ±1 |  |  |  |  | Yes | Visible | 480 |  |  | 3 | 3 | >99 | CW |  |  |  |  | 50-60 | [8 empty] | 100 | 240 | 500 | [16 empty] | 0.7 ± 0.1 | [6 empty] | ±<1 | ±<1 |  |  | <1.1 |  | 1.0 ± 0.1 |  |  | ±0.25 | [6 empty] | 1.0 ± 0.1 |  |  | <5000 |  |  |  |  | Linear, >100:1 |  | Vertical, ±5º |  | <5 | <0.1% between 10 Hz to 1 MHz | TEM00 |  |  |  | 2 | [6 empty] | 220 x 79 x 90 | [39 empty] | -10 to 60 | 10 to 40 | [7 empty] | <10 |  |  | 5 to 95 |  | Yes |  | IEC 61010-1/EN 61010-1 | [8 empty] | Life Sciences |  |  | https://www.coherent.com/lasers/laser/genesis-mx-series/genesis-mx-stm-series | 2017-09-01
100 | Genesis MX488 STM | Genesis Lasers | Laser | CW |  | OPSL | 500, 1000 | 500 | 500 | 1000 | [10 empty] | ±1 |  |  |  |  | Yes | Visible | 488 |  |  | 3 | 3 | >99 | CW |  |  |  |  | 50-60 | [8 empty] | 100 | 240 | 500 | [16 empty] | 0.7 ± 0.1 | [6 empty] | ±<1 | ±<1 |  |  | <1.1 |  | 1.0 ± 0.1 |  |  | ±0.25 | [6 empty] | 1.0 ± 0.1 |  |  | <5000 |  |  |  |  | Linear, >100:1 |  | Vertical, ±5º |  | <5 | <0.1% between 10 Hz to 1 MHz | TEM00 |  |  |  | 2 | [6 empty] | 220 x 79 x 90 | [39 empty] | -10 to 60 | 10 to 40 | [7 empty] | <10 |  |  | 5 to 95 |  | Yes |  | IEC 61010-1/EN 61010-1 | [8 empty] | Life Sciences |  |  | https://www.coherent.com/lasers/laser/genesis-mx-series/genesis-mx-stm-series | 2017-09-01
101 | Genesis MX514 STM | Genesis Lasers | Laser | CW |  | OPSL | 500, 1000 | 500 | 500 | 1000 | [10 empty] | ±1 |  |  |  |  | Yes | Visible | 514 |  |  | 3 | 3 | >99 | CW |  |  |  |  | 50-60 | [8 empty] | 100 | 240 | 500 | [16 empty] | 0.7 ± 0.1 | [6 empty] | ±<1 | ±<1 |  |  | <1.1 |  | 1.0 ± 0.1 |  |  | ±0.25 | [6 empty] | 1.0 ± 0.1 |  |  | <5000 |  |  |  |  | Linear, >100:1 |  | Vertical, ±5º |  | <5 | <0.1% between 10 Hz to 1 MHz | TEM00 |  |  |  | 2 | [6 empty] | 220 x 79 x 90 | [39 empty] | -10 to 60 | 10 to 40 | [7 empty] | <10 |  |  | 5 to 95 |  | Yes |  | IEC 61010-1/EN 61010-1 | [8 empty] | Life Sciences |  |  | https://www.coherent.com/lasers/laser/genesis-mx-series/genesis-mx-stm-series | 2017-09-01
102 | Genesis MX532 STM | Genesis Lasers | Laser | CW |  | OPSL | 500, 1000 | 500 | 500 | 1000 | [10 empty] | ±1 |  |  |  |  | Yes | Visible | 532 |  |  | 3 | 3 | >99 | CW |  |  |  |  | 50-60 | [8 empty] | 100 | 240 | 500 | [16 empty] | 0.7 ± 0.1 | [6 empty] | ±<1 | ±<1 |  |  | <1.1 |  | 1.0 ± 0.1 |  |  | ±0.25 | [6 empty] | 1.0 ± 0.1 |  |  | <30000 |  |  |  |  | Linear, >100:1 |  | Vertical, ±5º |  | <5 | <0.1% between 10 Hz to 1 MHz | TEM00 |  |  |  | 2 | [6 empty] | 220 x 79 x 90 | [39 empty] | -10 to 60 | 10 to 40 | [7 empty] | <10 |  |  | 5 to 95 |  | Yes |  | IEC 61010-1/EN 61010-1 | [8 empty] | Life Sciences |  |  | https://www.coherent.com/lasers/laser/genesis-mx-series/genesis-mx-stm-series | 2017-09-01
103 | Genesis MX561 STM | Genesis Lasers | Laser | CW |  | OPSL | 500 | [13 empty] | ±1 |  |  |  |  | Yes | Visible | 561 |  |  | 3 | 3 | >99 | CW |  |  |  |  | 50-60 | [8 empty] | 100 | 240 | 500 | [16 empty] | 0.7 ± 0.1 | [6 empty] | ±<1 | ±<1 |  |  | <1.1 |  | 1.0 ± 0.1 |  |  | ±0.25 | [6 empty] | 1.0 ± 0.1 |  |  | <30000 |  |  |  |  | Linear, >100:1 |  | Vertical, ±5º |  | <5 | <0.1% between 10 Hz to 1 MHz | TEM00 |  |  |  | 2 | [6 empty] | 220 x 79 x 90 | [39 empty] | -10 to 60 | 10 to 40 | [7 empty] | <10 |  |  | 5 to 95 |  | Yes |  | IEC 61010-1/EN 61010-1 | [8 empty] | Life Sciences |  |  | https://www.coherent.com/lasers/laser/genesis-mx-series/genesis-mx-stm-series | 2017-09-01
104 | Genesis MX577 STM | Genesis Lasers | Laser | CW |  | OPSL | 500, 1000 | 500 | 500 | 1000 | [10 empty] | ±1 |  |  |  |  | Yes | Visible | 577 |  |  | 3 | 3 | >99 | CW |  |  |  |  | 50-60 | [8 empty] | 100 | 240 | 500 | [16 empty] | 0.7 ± 0.1 | [6 empty] | ±<1 | ±<1 |  |  | <1.1 |  | 1.0 ± 0.1 |  |  | ±0.25 | [6 empty] | 1.0 ± 0.1 |  |  | <30000 |  |  |  |  | Linear, >100:1 |  | Vertical, ±5º |  | <5 | <0.1% between 10 Hz to 1 MHz | TEM00 |  |  |  | 2 | [6 empty] | 220 x 79 x 90 | [39 empty] | -10 to 60 | 10 to 40 | [7 empty] | <10 |  |  | 5 to 95 |  | Yes |  | IEC 61010-1/EN 61010-1 | [8 empty] | Life Sciences |  |  | https://www.coherent.com/lasers/laser/genesis-mx-series/genesis-mx-stm-series | 2017-09-01
105 | Genesis MX590 STM | Genesis Lasers | Laser | CW |  | OPSL | 500, 1000 | 500 | 500 | 1000 | [10 empty] | ±1 |  |  |  |  | Yes | Visible | 590 |  |  | 3 | 3 | >99 | CW |  |  |  |  | 50-60 | [8 empty] | 100 | 240 | 500 | [16 empty] | 0.7 ± 0.1 | [6 empty] | ±<1 | ±<1 |  |  | <1.1 |  | 1.0 ± 0.1 |  |  | ±0.25 | [6 empty] | 1.0 ± 0.1 |  |  | <30000 |  |  |  |  | Linear, >100:1 |  | Vertical, ±5º |  | <5 | <0.1% between 10 Hz to 1 MHz | TEM00 |  |  |  | 2 | [6 empty] | 220 x 79 x 90 | [39 empty] | -10 to 60 | 10 to 40 | [7 empty] | <10 |  |  | 5 to 95 |  | Yes |  | IEC 61010-1/EN 61010-1 | [8 empty] | Life Sciences |  |  | https://www.coherent.com/lasers/laser/genesis-mx-series/genesis-mx-stm-series | 2017-09-01
106 | Genesis MX607 STM | Genesis Lasers | Laser | CW |  | OPSL | 500 | [13 empty] | ±1 |  |  |  |  | Yes | Visible | 607 |  |  | 3 | 3 | >99 | CW |  |  |  |  | 50-60 | [8 empty] | 100 | 240 | 500 | [16 empty] | <1.5 | [6 empty] | ±<1 | ±<1 |  |  | <1.2 |  | 1 |  |  | 0.25 ± 0.5 | [6 empty] | 1.1 ± 0.1 | [7 empty] | Linear, >100:1 |  | Horizontal, ±5º |  | <10 | <0.1% between 10 Hz to 100 MHz, <5% between 10 Hz to 10 MHz | TEM00 |  |  |  | 2 | [6 empty] | 360 x 120 x 96 | [39 empty] | -10 to 60 | 10 to 40 | [7 empty] | <10 |  |  | 5 to 95 |  | Yes |  | IEC 61010-1/EN 61010-1 | [8 empty] | Life Sciences |  |  | https://www.coherent.com/lasers/laser/genesis-mx-series/genesis-mx-stm-series | 2017-09-01
107 | Genesis MX639 STM | Genesis Lasers | Laser | CW |  | OPSL | 1000 | [13 empty] | ±1 |  |  |  |  | Yes | Visible | 639 |  |  | 3 | 3 | >99 | CW |  |  |  |  | 50-60 | [8 empty] | 100 | 240 | 500 | [16 empty] | <1.5 | [6 empty] | ±<1 | ±<1 |  |  | <1.2 |  | 1 |  |  | 0.25 ± 0.5 | [6 empty] | 1.1 ± 0.1 | [7 empty] | Linear, >100:1 |  | Horizontal, ±5º |  | <10 | <0.1% between 10 Hz to 100 MHz, <5% between 10 Hz to 10 MHz | TEM00 |  |  |  | 2 | [6 empty] | 360 x 120 x 96 | [39 empty] | -10 to 60 | 10 to 40 | [7 empty] | <10 |  |  | 5 to 95 |  | Yes |  | IEC 61010-1/EN 61010-1 | [8 empty] | Life Sciences |  |  | https://www.coherent.com/lasers/laser/genesis-mx-series/genesis-mx-stm-series | 2017-09-01
108 | Genesis MX460 STM (OEM) | Genesis Lasers | Laser | CW |  | OPSL | 500 | [18 empty] | Yes | Visible | 460 |  |  | 3 | 3 |  | CW | [9 empty] | <15 | <12.5 |  | 1.5-2.2 | [10 empty] | Available | [8 empty] | 0.7 ± 0.1 | [6 empty] | ±<1 | ±<1 |  |  | <1.1 |  | 1.0 ± 0.1 |  |  | ±0.25 | [6 empty] | 1.0 ± 0.1 |  |  |  | <1.1 |  |  |  | Horizontal, >100:1 |  |  |  | <5 | <0.1% between 10 Hz to 10 MHz, <1% between 10 Hz to 5 kHz | TEM00 |  | <1.1 | [8 empty] | 121 x 44 x 65 | 0.73 | [22 empty] | 25 ± 2 | [6 empty] | Active cooling requirement | [17 empty] | <10 | Non-condensing |  |  |  | No | [10 empty] | Life Sciences |  |  | https://www.coherent.com/lasers/laser/genesis-mx-series/genesis-mx-stm-series | 2017-09-01
109 | Genesis MX480 STM (OEM) | Genesis Lasers | Laser | CW |  | OPSL | 500 | [18 empty] | Yes | Visible | 480 |  |  | 3 | 3 |  | CW | [9 empty] | <12 | <10 |  | 1.5-2.2 | [10 empty] | Available | [8 empty] | 0.7 ± 0.1 | [6 empty] | ±<1 | ±<1 |  |  | <1.1 |  | 1.0 ± 0.1 |  |  | ±0.25 | [6 empty] | 1.0 ± 0.1 |  |  |  | <1.1 |  |  |  | Horizontal, >100:1 |  |  |  | <5 | <0.1% between 10 Hz to 10 MHz, <1% between 10 Hz to 5 kHz | TEM00 |  | <1.1 | [8 empty] | 121 x 44 x 65 | 0.73 | [22 empty] | 25 ± 2 | [6 empty] | Active cooling requirement | [17 empty] | <10 | Non-condensing |  |  |  | No | [10 empty] | Life Sciences |  |  | https://www.coherent.com/lasers/laser/genesis-mx-series/genesis-mx-stm-series | 2017-09-01
110 | Genesis MX488 STM (OEM) | Genesis Lasers | Laser | CW |  | OPSL | 500, 1000 | 500 | 500 | 1000 | [15 empty] | Yes | Visible | 488 |  |  | 3 | 3 |  | CW | [9 empty] | <12, <15 | <10, <12.5 |  | 1.5-2.2 | [10 empty] | Available | [8 empty] | 0.7 ± 0.1 | [6 empty] | ±<1 | ±<1 |  |  | <1.1 |  | 1.0 ± 0.1 |  |  | ±0.25 | [6 empty] | 1.0 ± 0.1 |  |  |  | <1.1 |  |  |  | Horizontal, >100:1 |  |  |  | <5 | <0.1% between 10 Hz to 10 MHz, <1% between 10 Hz to 5 kHz | TEM00 |  | <1.1 | [8 empty] | 121 x 44 x 65 | 0.73 | [22 empty] | 25 ± 2 | [6 empty] | Active cooling requirement | [17 empty] | <10 | Non-condensing |  |  |  | No | [10 empty] | Life Sciences |  |  | https://www.coherent.com/lasers/laser/genesis-mx-series/genesis-mx-stm-series | 2017-09-01
111 | Genesis MX514 STM (OEM) | Genesis Lasers | Laser | CW |  | OPSL | 500, 1000 | 500 | 500 | 1000 | [15 empty] | Yes | Visible | 514 |  |  | 3 | 3 |  | CW | [9 empty] | <12, <15 | <10, <12.5 |  | 1.5-2.2 | [10 empty] | Available | [8 empty] | 0.7 ± 0.1 | [6 empty] | ±<1 | ±<1 |  |  | <1.1 |  | 1.0 ± 0.1 |  |  | ±0.25 | [6 empty] | 1.0 ± 0.1 |  |  |  | <1.1 |  |  |  | Horizontal, >100:1 |  |  |  | <5 | <0.1% between 10 Hz to 10 MHz, <1% between 10 Hz to 5 kHz | TEM00 |  | <1.1 | [8 empty] | 121 x 44 x 65 | 0.73 | [22 empty] | 25 ± 2 | [6 empty] | Active cooling requirement | [17 empty] | <10 | Non-condensing |  |  |  | No | [10 empty] | Life Sciences |  |  | https://www.coherent.com/lasers/laser/genesis-mx-series/genesis-mx-stm-series | 2017-09-01
112 | Genesis MX532 STM (OEM) | Genesis Lasers | Laser | CW |  | OPSL | 500, 1000 | 500 | 500 | 1000 | [15 empty] | Yes | Visible | 532 |  |  | 3 | 3 |  | CW | [9 empty] | <12, <15 | <10, <12.5 |  | 1.5-2.2 | [10 empty] | Available | [8 empty] | 0.7 ± 0.1 | [6 empty] | ±<1 | ±<1 |  |  | <1.1 |  | 1.0 ± 0.1 |  |  | ±0.25 | [6 empty] | 1.0 ± 0.1 |  |  |  | <1.1 |  |  |  | Horizontal, >100:1 |  |  |  | <5 | <0.1% between 10 Hz to 10 MHz, <1% between 10 Hz to 5 kHz | TEM00 |  | <1.1 | [8 empty] | 121 x 44 x 65 | 0.73 | [22 empty] | 25 ± 2 | [6 empty] | Active cooling requirement | [17 empty] | <10 | Non-condensing |  |  |  | No | [10 empty] | Life Sciences |  |  | https://www.coherent.com/lasers/laser/genesis-mx-series/genesis-mx-stm-series | 2017-09-01
113 | Genesis MX561 STM (OEM) | Genesis Lasers | Laser | CW |  | OPSL | 500 | [18 empty] | Yes | Visible | 561 |  |  | 3 | 3 |  | CW | [9 empty] | <12 | <10 |  | 1.5-2.2 | [10 empty] | Available | [8 empty] | 0.7 ± 0.1 | [6 empty] | ±<1 | ±<1 |  |  | <1.1 |  | 1.0 ± 0.1 |  |  | ±0.25 | [6 empty] | 1.0 ± 0.1 |  |  |  | <1.1 |  |  |  | Horizontal, >100:1 |  |  |  | <5 | <0.1% between 10 Hz to 10 MHz, <1% between 10 Hz to 5 kHz | TEM00 |  | <1.1 | [8 empty] | 121 x 44 x 65 | 0.73 | [22 empty] | 25 ± 2 | [6 empty] | Active cooling requirement | [17 empty] | <10 | Non-condensing |  |  |  | No | [10 empty] | Life Sciences |  |  | https://www.coherent.com/lasers/laser/genesis-mx-series/genesis-mx-stm-series | 2017-09-01
114 | Genesis MX577 STM (OEM) | Genesis Lasers | Laser | CW |  | OPSL | 500, 1000 | 500 | 500 | 1000 | [15 empty] | Yes | Visible | 577 |  |  | 3 | 3 |  | CW | [9 empty] | <12, <15 | <10, <12.5 |  | 1.5-2.2 | [10 empty] | Available | [8 empty] | 0.7 ± 0.1 | [6 empty] | ±<1 | ±<1 |  |  | <1.1 |  | 1.0 ± 0.1 |  |  | ±0.25 | [6 empty] | 1.0 ± 0.1 |  |  |  | <1.1 |  |  |  | Horizontal, >100:1 |  |  |  | <5 | <0.1% between 10 Hz to 10 MHz, <1% between 10 Hz to 5 kHz | TEM00 |  | <1.1 | [8 empty] | 121 x 44 x 65 | 0.73 | [22 empty] | 25 ± 2 | [6 empty] | Active cooling requirement | [17 empty] | <10 | Non-condensing |  |  |  | No | [10 empty] | Life Sciences |  |  | https://www.coherent.com/lasers/laser/genesis-mx-series/genesis-mx-stm-series | 2017-09-01
115 | Genesis MX590 STM (OEM) | Genesis Lasers | Laser | CW |  | OPSL | 500, 1000 | 500 | 500 | 1000 | [15 empty] | Yes | Visible | 590 |  |  | 3 | 3 |  | CW | [9 empty] | <12, <15 | <10, <12.5 |  | 1.5-2.2 | [10 empty] | Available | [8 empty] | 0.7 ± 0.1 | [6 empty] | ±<1 | ±<1 |  |  | <1.1 |  | 1.0 ± 0.1 |  |  | ±0.25 | [6 empty] | 1.0 ± 0.1 |  |  |  | <1.1 |  |  |  | Horizontal, >100:1 |  |  |  | <5 | <0.1% between 10 Hz to 10 MHz, <1% between 10 Hz to 5 kHz | TEM00 |  | <1.1 | [8 empty] | 121 x 44 x 65 | 0.73 | [22 empty] | 25 ± 2 | [6 empty] | Active cooling requirement | [17 empty] | <10 | Non-condensing |  |  |  | No | [10 empty] | Life Sciences |  |  | https://www.coherent.com/lasers/laser/genesis-mx-series/genesis-mx-stm-series | 2017-09-01
116 | Genesis MX460 MTM | Genesis Lasers | Laser | CW |  | OPSL | 1000, 2000 | 1000 | 1000 | 2000 | [15 empty] | Yes | Visible | 460 |  |  | 3 | 3 | >99 | CW |  |  |  |  | 50-60 | [8 empty] | 100 | 240 | 500 | [16 empty] | 1.3 | [5 empty] | <5 | ±<1 | ±<1 |  |  |  |  | 1.4 |  |  | 0.25 ± 0.25 | [6 empty] | 1.25 |  |  |  | <7 |  |  | <10% between 10 Hz to 5 kHz | Linear, >100:1 |  | Vertical, ±5º |  | <5 | <1% between 10 Hz to 10 MHz | Multimode |  | <7 |  | 2 | [6 empty] | 281 x 156 x 85 | [39 empty] | -10 to 60 | 10 to 40 water-cooled, 10 to 35 air-cooled | [7 empty] | <10 |  |  | 5 to 95 |  | Yes |  | IEC 61010-1/EN 61010-1 | [8 empty] | Defense and Military, Medical |  |  | https://www.coherent.com/lasers/laser/genesis-mx-series/genesis-mx-mtm-series | 2017-09-01
117 | Genesis MX480 MTM | Genesis Lasers | Laser | CW |  | OPSL | 2000 | [18 empty] | Yes | Visible | 480 |  |  | 3 | 3 | >99 | CW |  |  |  |  | 50-60 | [8 empty] | 100 | 240 | 500 | [16 empty] | 1.5 | [5 empty] | <5 | ±<1 | ±<1 |  |  |  |  | 1.6 |  |  | 0.25 ± 0.25 | [6 empty] | 1.25 |  |  |  | <7 |  |  | <10% between 10 Hz to 5 kHz | Linear, >100:1 |  | Vertical, ±5º |  | <5 | <1% between 10 Hz to 10 MHz | Multimode |  | <7 |  | 2 | [6 empty] | 281 x 156 x 85 | [39 empty] | -10 to 60 | 10 to 40 water-cooled, 10 to 35 air-cooled | [7 empty] | <10 |  |  | 5 to 95 |  | Yes |  | IEC 61010-1/EN 61010-1 | [8 empty] | Defense and Military, Medical |  |  | https://www.coherent.com/lasers/laser/genesis-mx-series/genesis-mx-mtm-series | 2017-09-01
118 | Genesis MX488 MTM | Genesis Lasers | Laser | CW |  | OPSL | 3000, 5000 | 2000 | 3000 | 5000 | [15 empty] | Yes | Visible | 488 |  |  | 3 | 3 | >99 | CW |  |  |  |  | 50-60 | [8 empty] | 100 | 240 | 500 | [16 empty] | 1.5 | [5 empty] | <5 | ±<1 | ±<1 |  |  |  |  | 1.6 |  |  | 0.25 ± 0.25 | [6 empty] | 1.25 |  |  |  | <7 |  |  | <10% between 10 Hz to 5 kHz | Linear, >100:1 |  | Vertical, ±5º |  | <5 | <1% between 10 Hz to 10 MHz | Multimode |  | <7 |  | 2 | [6 empty] | 281 x 156 x 85 | [39 empty] | -10 to 60 | 10 to 40 water-cooled, 10 to 35 air-cooled | [7 empty] | <10 |  |  | 5 to 95 |  | Yes |  | IEC 61010-1/EN 61010-1 | [8 empty] | Defense and Military, Medical |  |  | https://www.coherent.com/lasers/laser/genesis-mx-series/genesis-mx-mtm-series | 2017-09-01
119 | Genesis MX514 MTM | Genesis Lasers | Laser | CW |  | OPSL | 3000, 5000 | 2000 | 3000 | 5000 | [15 empty] | Yes | Visible | 514 |  |  | 3 | 3 | >99 | CW |  |  |  |  | 50-60 | [8 empty] | 100 | 240 | 500 | [16 empty] | <1.4 | [5 empty] | <5 | ±<1 | ±<1 |  |  |  |  | 1.8 |  |  | 0.25 ± 0.25 | [6 empty] | 1.25 |  |  |  | <7 |  |  | <10% between 10 Hz to 5 kHz | Linear, >100:1 |  | Vertical, ±5º |  | <5 | <1% between 10 Hz to 10 MHz | Multimode |  | <7 |  | 2 | [6 empty] | 281 x 156 x 85 | [39 empty] | -10 to 60 | 10 to 40 water-cooled, 10 to 35 air-cooled | [7 empty] | <10 |  |  | 5 to 95 |  | Yes |  | IEC 61010-1/EN 61010-1 | [8 empty] | Defense and Military, Medical |  |  | https://www.coherent.com/lasers/laser/genesis-mx-series/genesis-mx-mtm-series | 2017-09-01
120 | Genesis MX532 MTM | Genesis Lasers | Laser | CW |  | OPSL | 3000, 5000, 8000 | 5000 | 3000 | 8000 | [15 empty] | Yes | Visible | 532 |  |  | 3 | 3 | >99 | CW |  |  |  |  | 50-60 | [8 empty] | 100 | 240 | 500 | [16 empty] | <1.4 | [5 empty] | <5 | ±<1 | ±<1 |  |  |  |  | 1.8 |  |  | 0.25 ± 0.25 | [6 empty] | 1.25 |  |  |  | <7 |  |  | <10% between 10 Hz to 5 kHz | Linear, >100:1 |  | Vertical, ±5º |  | <5 | <1% between 10 Hz to 10 MHz | Multimode |  | <7 |  | 2 | [6 empty] | 281 x 156 x 85 | [39 empty] | -10 to 60 | 10 to 40 water-cooled, 10 to 35 air-cooled | [7 empty] | <10 |  |  | 5 to 95 |  | Yes |  | IEC 61010-1/EN 61010-1 | [8 empty] | Defense and Military, Medical |  |  | https://www.coherent.com/lasers/laser/genesis-mx-series/genesis-mx-mtm-series | 2017-09-01
121 | Genesis MX561 MTM | Genesis Lasers | Laser | CW |  | OPSL | 2000 | [18 empty] | Yes | Visible | 561 |  |  | 3 | 3 | >99 | CW |  |  |  |  | 50-60 | [8 empty] | 100 | 240 | 500 | [16 empty] | <1.4 | [5 empty] | <5 | ±<1 | ±<1 |  |  |  |  | 1.8 |  |  | 0.25 ± 0.25 | [6 empty] | 1.25 |  |  |  | <7 |  |  | <10% between 10 Hz to 5 kHz | Linear, >100:1 |  | Vertical, ±5º |  | <5 | <1% between 10 Hz to 10 MHz | Multimode |  | <7 |  | 2 | [6 empty] | 281 x 156 x 85 | [39 empty] | -10 to 60 | 10 to 40 water-cooled, 10 to 35 air-cooled | [7 empty] | <10 |  |  | 5 to 95 |  | Yes |  | IEC 61010-1/EN 61010-1 | [8 empty] | Defense and Military, Medical |  |  | https://www.coherent.com/lasers/laser/genesis-mx-series/genesis-mx-mtm-series | 2017-09-01
122 | Genesis MX577 MTM | Genesis Lasers | Laser | CW |  | OPSL | 3000, 5000 | 2000 | 3000 | 5000 | [15 empty] | Yes | Visible | 577 |  |  | 3 | 3 | >99 | CW |  |  |  |  | 50-60 | [8 empty] | 100 | 240 | 500 | [16 empty] | <1.4 | [5 empty] | <5 | ±<1 | ±<1 |  |  |  |  | 1.8 |  |  | 0.25 ± 0.25 | [6 empty] | 1.25 |  |  |  | <7 |  |  | <10% between 10 Hz to 5 kHz | Linear, >100:1 |  | Vertical, ±5º |  | <5 | <1% between 10 Hz to 10 MHz | Multimode |  | <7 |  | 2 | [6 empty] | 281 x 156 x 85 | [39 empty] | -10 to 60 | 10 to 40 water-cooled, 10 to 35 air-cooled | [7 empty] | <10 |  |  | 5 to 95 |  | Yes |  | IEC 61010-1/EN 61010-1 | [8 empty] | Defense and Military, Medical |  |  | https://www.coherent.com/lasers/laser/genesis-mx-series/genesis-mx-mtm-series | 2017-09-01
123 | Genesis MX590 MTM | Genesis Lasers | Laser | CW |  | OPSL | 1000, 2000 | 1000 | 1000 | 2000 | [15 empty] | Yes | Visible | 590 |  |  | 3 | 3 | >99 | CW |  |  |  |  | 50-60 | [8 empty] | 100 | 240 | 500 | [16 empty] | <1.4 | [5 empty] | <5 | ±<1 | ±<1 |  |  |  |  | 1.8 |  |  | 0.25 ± 0.25 | [6 empty] | 1.25 |  |  |  | <7 |  |  | <10% between 10 Hz to 5 kHz | Linear, >100:1 |  | Vertical, ±5º |  | <5 | <1% between 10 Hz to 10 MHz | Multimode |  | <7 |  | 2 | [6 empty] | 281 x 156 x 85 | [39 empty] | -10 to 60 | 10 to 40 water-cooled, 10 to 35 air-cooled | [7 empty] | <10 |  |  | 5 to 95 |  | Yes |  | IEC 61010-1/EN 61010-1 | [8 empty] | Defense and Military, Medical |  |  | https://www.coherent.com/lasers/laser/genesis-mx-series/genesis-mx-mtm-series | 2017-09-01
124 | Genesis MX607 MTM | Genesis Lasers | Laser | CW |  | OPSL | 1250 | [18 empty] | Yes | Visible | 607 |  |  | 3 | 3 | [5 empty] | <0.5 | 50-60 | [8 empty] | 100 | 240 | 500 | [16 empty] | 1.4 | [5 empty] | <10 | ±<1 | ±<1 |  |  | <1.5 |  | 0.8 |  |  | ±0.25 | [14 empty] | Linear, >100:1 |  | Horizontal, ±5º |  | <10 | <5% between 10 Hz to 10 MHz, <1% between 10 Hz to 100 kHz | Multimode |  |  |  | 2 | [6 empty] | 296 x 49 x 71 | [39 empty] | -10 to 60 | 10 to 40 | [7 empty] | <10 |  |  | 5 to 95 |  | Yes |  | IEC 61010-1/EN 61010-1 | [8 empty] | Defense and Military, Medical |  |  | https://www.coherent.com/lasers/laser/genesis-mx-series/genesis-mx-mtm-series | 2017-09-01
125 | Genesis MX639 MTM | Genesis Lasers | Laser | CW |  | OPSL | 1000, 2000 | 1000 | 1000 | 2000 | [15 empty] | Yes | Visible | 639 |  |  | 3 | 3 | [5 empty] | <0.5 | 50-60 | [8 empty] | 100 | 240 | 500 | [16 empty] | 1.4 | [5 empty] | <10 | ±<1 | ±<1 |  |  | <1.5 |  | 0.8 |  |  | ±0.25 | [14 empty] | Linear, >100:1 |  | Horizontal, ±5º |  | <10 | <5% between 10 Hz to 10 MHz, <1% between 10 Hz to 100 kHz | Multimode |  |  |  | 2 | [6 empty] | 296 x 49 x 71 | [39 empty] | -10 to 60 | 10 to 40 | [7 empty] | <10 |  |  | 5 to 95 |  | Yes |  | IEC 61010-1/EN 61010-1 | [8 empty] | Defense and Military, Medical |  |  | https://www.coherent.com/lasers/laser/genesis-mx-series/genesis-mx-mtm-series | 2017-09-01
126 | Genesis MX920 MTM | Genesis Lasers | Laser | CW |  | OPSL | 4000 | [18 empty] | Yes | Near IR | 920 |  |  | 10 | 10 | [5 empty] | <5 | [5 empty] | <36 | <30 |  | 1.5-2.2 | [20 empty] | 3.5 | 3.5 | [11 empty] | 0.6 | 0.6 | -0.15 | [10 empty] | <3 |  |  | <10% between 10 Hz to 100 kHz | Vertical, >100:1 |  |  |  |  | <0.5% between 10 Hz to 10 MHz | Multimode |  | <3 | [8 empty] | 256 x 49 x 71 | 0.73 | [22 empty] | 25 ± 2 | [6 empty] | Active cooling required | [18 empty] | Non-condensing | [14 empty] | Defense and Military, Medical |  |  | https://www.coherent.com/lasers/laser/genesis-mx-series/genesis-mx-mtm-series | 2017-09-01
127 | Genesis MX1064 MTM | Genesis Lasers | Laser | CW |  | OPSL | 10000 | [18 empty] | Yes | IR | 1064 |  |  | 10 | 10 | [5 empty] | <5 | [5 empty] | <45 | <38 |  | 1.5-2.2 | [20 empty] | 3.5 | 3.5 | [11 empty] | 0.6 | 0.6 | -0.15 | [10 empty] | <3 |  |  | <10% between 10 Hz to 100 kHz | Vertical, >100:1 |  |  |  |  | <0.5% between 10 Hz to 10 MHz | Multimode |  | <3 | [8 empty] | 256 x 49 x 71 | 0.73 | [22 empty] | 25 ± 2 | [6 empty] | Active cooling required | [18 empty] | Non-condensing | [14 empty] | Defense and Military, Medical |  |  | https://www.coherent.com/lasers/laser/genesis-mx-series/genesis-mx-mtm-series | 2017-09-01
128 | Genesis MX1154 MTM | Genesis Lasers | Laser | CW |  | OPSL | 6000 | [18 empty] | Yes | IR | 1154 |  |  | 15 | 15 | [5 empty] | <5 | [5 empty] | <38.5 | <32 |  | 1.5-2.2 | [20 empty] | 3.5 | 3.5 | [11 empty] | 0.6 | 0.6 | -0.15 | [10 empty] | <3 |  |  | <10% between 10 Hz to 100 kHz | Vertical, >100:1 |  |  |  |  | <0.5% between 10 Hz to 10 MHz | Multimode |  | <3 | [8 empty] | 256 x 49 x 71 | 0.73 | [22 empty] | 25 ± 2 | [6 empty] | Active cooling required | [18 empty] | Non-condensing | [14 empty] | Defense and Military, Medical |  |  | https://www.coherent.com/lasers/laser/genesis-mx-series/genesis-mx-mtm-series | 2017-09-01
129 | Genesis MX460 MTM (OEM) | Genesis Lasers | Laser | CW |  | OPSL | 1000, 2000 | 1000 | 1000 | 2000 | [15 empty] | Yes | Visible | 460 |  |  | 3 | 3 | [5 empty] | <0.5 | [5 empty] | <27, <32 | <22.5, <27 |  | 1.5-2.2 | [10 empty] | Available | [9 empty] | <18 | <16 | [11 empty] | 0.14 | 0.11 | -0.06 |  |  |  | 1.3 | 1.4 | 0.25 ± 0.25 |  |  |  |  | <7 |  |  | <10% between 10 Hz to 5 kHz | Horizontal, >100:1 |  |  |  | <5 | <1% between 10 Hz to 10 MHz | Multimode |  | <7 | [8 empty] | 121 x 44 x 65 | 0.73 | [22 empty] | 25 ± 2 | [6 empty] | Active cooling required | [18 empty] | Non-condensing | [14 empty] | Defense and Military, Medical |  |  | https://www.coherent.com/lasers/laser/genesis-mx-series/genesis-mx-mtm-series | 2017-09-01
130 | Genesis MX480 MTM (OEM) | Genesis Lasers | Laser | CW |  | OPSL | 2000 | [18 empty] | Yes | Visible | 480 |  |  | 3 | 3 | [5 empty] | <0.5 | [5 empty] | <32 | <27 |  | 1.5-2.2 | [10 empty] | Available | [9 empty] | <20 | <20 | [11 empty] | 0.17 | 0.13 | -0.06 |  |  |  | 1.5 | 1.6 | 0.25 ± 0.25 |  |  |  |  | <7 |  |  | <10% between 10 Hz to 5 kHz | Horizontal, >100:1 |  |  |  | <5 | <1% between 10 Hz to 10 MHz | Multimode |  | <7 | [8 empty] | 121 x 44 x 65 | 0.73 | [22 empty] | 25 ± 2 | [6 empty] | Active cooling required | [18 empty] | Non-condensing | [14 empty] | Defense and Military, Medical |  |  | https://www.coherent.com/lasers/laser/genesis-mx-series/genesis-mx-mtm-series | 2017-09-01
131 | Genesis MX488 MTM (OEM) | Genesis Lasers | Laser | CW |  | OPSL | 3000, 5000 | 2000 | 3000 | 5000 | [15 empty] | Yes | Visible | 488 |  |  | 3 | 3 | [5 empty] | <0.5 | [5 empty] | <36, <40 | <30, <33 |  | 1.5-2.2 | [10 empty] | Available | [9 empty] | <20 | <20 | [11 empty] | 0.17 | 0.16 | -0.06 |  |  |  | 1.5 | 1.6 | 0.25 ± 0.25 |  |  |  |  | <7 |  |  | <10% between 10 Hz to 5 kHz | Horizontal, >100:1 |  |  |  | <5 | <1% between 10 Hz to 10 MHz | Multimode |  | <7 | [8 empty] | 121 x 44 x 65 | 0.73 | [22 empty] | 25 ± 2 | [6 empty] | Active cooling required | [18 empty] | Non-condensing | [14 empty] | Defense and Military, Medical |  |  | https://www.coherent.com/lasers/laser/genesis-mx-series/genesis-mx-mtm-series | 2017-09-01
132 | Genesis MX514 MTM (OEM) | Genesis Lasers | Laser | CW |  | OPSL | 3000, 5000 | 2000 | 3000 | 5000 | [15 empty] | Yes | Visible | 514 |  |  | 3 | 3 | [5 empty] | <0.5 | [5 empty] | <36, <40 | <30, <33 |  | 1.5-2.2 | [10 empty] | Available | [9 empty] | <20 | <20 | [11 empty] | 0.17 | 0.13 | -0.06 |  |  |  | 1.4 | 1.8 | 0.25 ± 0.25 |  |  |  |  | <7 |  |  | <10% between 10 Hz to 5 kHz | Horizontal, >100:1 |  |  |  | <5 | <1% between 10 Hz to 10 MHz | Multimode |  | <7 | [8 empty] | 121 x 44 x 65 | 0.73 | [22 empty] | 25 ± 2 | [6 empty] | Active cooling required | [18 empty] | Non-condensing | [14 empty] | Defense and Military, Medical |  |  | https://www.coherent.com/lasers/laser/genesis-mx-series/genesis-mx-mtm-series | 2017-09-01
133 | Genesis MX532 MTM (OEM) | Genesis Lasers | Laser | CW |  | OPSL | 3000, 5000, 8000 | 5000 | 3000 | 8000 | [15 empty] | Yes | Visible | 532 |  |  | 3 | 3 | [5 empty] | <0.5 | [5 empty] | <36, <40, <45 | <30, <33, <38 |  | 1.5-2.2 | [10 empty] | Available | [9 empty] | <20 | <20 | [11 empty] | 0.17 | 0.13 | -0.06 |  |  |  | 1.4 | 1.8 | 0.25 ± 0.25 |  |  |  |  | <7 |  |  | <10% between 10 Hz to 5 kHz | Horizontal, >100:1 |  |  |  | <5 | <1% between 10 Hz to 10 MHz | Multimode |  | <7 | [8 empty] | 121 x 44 x 65 | 0.73 | [22 empty] | 25 ± 2 | [6 empty] | Active cooling required | [18 empty] | Non-condensing | [14 empty] | Defense and Military, Medical |  |  | https://www.coherent.com/lasers/laser/genesis-mx-series/genesis-mx-mtm-series | 2017-09-01
134 | Genesis MX561 MTM (OEM) | Genesis Lasers | Laser | CW |  | OPSL | 2000 | [18 empty] | Yes | Visible | 561 |  |  | 3 | 3 | [5 empty] | <0.5 | [5 empty] | <40 | <33 |  | 1.5-2.2 | [10 empty] | Available | [9 empty] | <20 | <20 | [11 empty] | 0.17 | 0.13 | -0.06 |  |  |  | 1.4 | 1.8 | 0.25 ± 0.25 |  |  |  |  | <7 |  |  | <10% between 10 Hz to 5 kHz | Horizontal, >100:1 |  |  |  | <5 | <1% between 10 Hz to 10 MHz | Multimode |  | <7 | [8 empty] | 121 x 44 x 65 | 0.73 | [22 empty] | 25 ± 2 | [6 empty] | Active cooling required | [18 empty] | Non-condensing | [14 empty] | Defense and Military, Medical |  |  | https://www.coherent.com/lasers/laser/genesis-mx-series/genesis-mx-mtm-series | 2017-09-01
135 | Genesis MX577 MTM (OEM) | Genesis Lasers | Laser | CW |  | OPSL | 3000, 5000 | 2000 | 3000 | 5000 | [15 empty] | Yes | Visible | 577 |  |  | 3 | 3 | [5 empty] | <0.5 | [5 empty] | <36, <40 | <30, <33 |  | 1.5-2.2 | [10 empty] | Available | [9 empty] | <20 | <20 | [11 empty] | 0.13 | 0.13 | -0.06 |  |  |  | 1.4 | 1.8 | 0.25 ± 0.25 |  |  |  |  | <7 |  |  | <10% between 10 Hz to 5 kHz | Horizontal, >100:1 |  |  |  | <5 | <1% between 10 Hz to 10 MHz | Multimode |  | <7 | [8 empty] | 121 x 44 x 65 | 0.73 | [22 empty] | 25 ± 2 | [6 empty] | Active cooling required | [18 empty] | Non-condensing | [14 empty] | Defense and Military, Medical |  |  | https://www.coherent.com/lasers/laser/genesis-mx-series/genesis-mx-mtm-series | 2017-09-01
136 | Genesis MX590 MTM (OEM) | Genesis Lasers | Laser | CW |  | OPSL | 1000, 2000 | 1000 | 1000 | 2000 | [15 empty] | Yes | Visible | 590 |  |  | 3 | 3 | [5 empty] | <0.5 | [5 empty] | <36, <38 | <30, <32 |  | 1.5-2.2 | [10 empty] | Available | [9 empty] | <20 | <20 | [11 empty] | 0.13 | 0.13 | -0.06 |  |  |  | 1.4 | 1.8 | 0.25 ± 0.25 |  |  |  |  | <7 |  |  | <10% between 10 Hz to 5 kHz | Horizontal, >100:1 |  |  |  | <5 | <1% between 10 Hz to 10 MHz | Multimode |  | <7 | [8 empty] | 121 x 44 x 65 | 0.73 | [22 empty] | 25 ± 2 | [6 empty] | Active cooling required | [18 empty] | Non-condensing | [14 empty] | Defense and Military, Medical |  |  | https://www.coherent.com/lasers/laser/genesis-mx-series/genesis-mx-mtm-series | 2017-09-01
137 | Genesis MX607 MTM (OEM) | Genesis Lasers | Laser | CW |  | OPSL | 1250 | [18 empty] | Yes | Visible | 607 |  |  | 1 | 1 | [5 empty] | <0.5 | [5 empty] | <32 | <27 |  | 1.5-2.2 | [20 empty] | 6 | 6 | [11 empty] | 0.25 | 0.25 | -0.04 |  |  |  | 1.4 | 0.8 | ±0.25 |  |  |  |  | <1.5 |  |  |  | Vertical, >100:1 |  |  |  | <10 | <5% between 10 Hz to 10 MHz, <1% between 10 Hz to 100 kHz | Multimode |  | <1.5 | [8 empty] | 256 x 49 x 71 | 0.9 | [22 empty] | 20 ± 2 | [6 empty] | Active cooling required | [18 empty] | Non-condensing | [14 empty] | Defense and Military, Medical |  |  | https://www.coherent.com/lasers/laser/genesis-mx-series/genesis-mx-mtm-series | 2017-09-01
138 | Genesis MX639 MTM (OEM) | Genesis Lasers | Laser | CW |  | OPSL | 1000, 2000 | 1000 | 1000 | 2000 | [15 empty] | Yes | Visible | 639.5 |  |  | 1 | 1 | [5 empty] | <0.5 | [5 empty] | <32, <35 | <27, <30 |  | 1.5-2.2 | [20 empty] | 6 | 6 | [11 empty] | 0.25 | 0.25 | -0.04 |  |  |  | 1.4 | 0.8 | ±0.25 |  |  |  |  | <1.5 |  |  |  | Vertical, >100:1 |  |  |  | <10 | <5% between 10 Hz to 10 MHz, <1% between 10 Hz to 100 kHz | Multimode |  | <1.5 | [8 empty] | 256 x 49 x 71 | 0.9 | [22 empty] | 20 ± 2 | [6 empty] | Active cooling required | [18 empty] | Non-condensing | [14 empty] | Defense and Military, Medical |  |  | https://www.coherent.com/lasers/laser/genesis-mx-series/genesis-mx-mtm-series | 2017-09-01
139 | Genesis MX920 IR MTM (OEM) | Genesis Lasers | Laser | CW |  | OPSL | 4000 | [18 empty] | Yes | Near IR | 920 |  |  | 10 | 10 | [5 empty] | <5 | [5 empty] | <36 | <30 |  | 1.5-2.2 | [10 empty] | Available | [9 empty] | 3.5 | 3.5 | [11 empty] | 0.6 | 0.6 | -0.15 | [10 empty] | <=2 |  |  |  | Vertical, >100:1 |  |  |  | <5 | <0.5% between 10 Hz to 10 MHz, <10% between 10 Hz to 100 kHz | Multimode |  | <=2 | [8 empty] | 256 x 49 x 71 | 0.73 | [22 empty] | 25 ± 2 | [6 empty] | Active cooling required | [18 empty] | Non-condensing | [14 empty] | Defense and Military, Medical |  |  | https://www.coherent.com/lasers/laser/genesis-mx-series/genesis-mx-mtm-series | 2017-09-01
140 | Genesis MX1064 IR MTM (OEM) | Genesis Lasers | Laser | CW |  | OPSL | 10000 | [18 empty] | Yes | IR | 1064 |  |  | 10 | 10 | [5 empty] | <5 | [5 empty] | <45 | <38 |  | 1.5-2.2 | [10 empty] | Available | [9 empty] | 3.5 | 3.5 | [11 empty] | 0.6 | 0.6 | -0.15 | [10 empty] | <=2 |  |  |  | Vertical, >100:1 |  |  |  | <5 | <0.5% between 10 Hz to 10 MHz, <10% between 10 Hz to 100 kHz | Multimode |  | <=2 | [8 empty] | 256 x 49 x 71 | 0.73 | [22 empty] | 25 ± 2 | [6 empty] | Active cooling required | [18 empty] | Non-condensing | [14 empty] | Defense and Military, Medical |  |  | https://www.coherent.com/lasers/laser/genesis-mx-series/genesis-mx-mtm-series | 2017-09-01
141 | Genesis MX1154 IR MTM (OEM) | Genesis Lasers | Laser | CW |  | OPSL | 6000 | [18 empty] | Yes | IR | 1154 |  |  | 15 | 15 | [5 empty] | <5 | [5 empty] | <38.5 | <32 |  | 1.5-2.2 | [10 empty] | Available | [9 empty] | 3.5 | 3.5 | [11 empty] | 0.6 | 0.6 | -0.15 | [10 empty] | <=2 |  |  |  | Vertical, >100:1 |  |  |  | <5 | <0.5% between 10 Hz to 10 MHz, <10% between 10 Hz to 100 kHz | Multimode |  | <=2 | [8 empty] | 256 x 49 x 71 | 0.73 | [22 empty] | 25 ± 2 | [6 empty] | Active cooling required | [18 empty] | Non-condensing | [14 empty] | Defense and Military, Medical |  |  | https://www.coherent.com/lasers/laser/genesis-mx-series/genesis-mx-mtm-series | 2017-09-01
142 | Genesis Taipan 460 | Genesis Lasers | Laser | CW |  | OPSL | 1000, 2000 | 1000 | 1000 | 2000 | [15 empty] | Yes | Visible | 460 |  |  | 3 | 3 | [5 empty] | <0.5 | [5 empty] | <27,<32 | <22,<27 |  | 1.5-2.2 | [10 empty] | Available | [28 empty] | 1.3 | 1.4 | ± 0.25 |  |  |  |  | <6 |  |  | <10% between 10 Hz to 5 kHz | Horizontal, >100:1 |  |  |  | <5 | <1% between 10 Hz to 10 MHz | Multimode |  | <6 | [8 empty] | 121 x 44 x 68 | 0.73 | [22 empty] | 25 ± 2 | [6 empty] | Active cooling required | [18 empty] | Non-condensing | [14 empty] | Entertainment |  |  | https://www.coherent.com/lasers/laser/genesis-taipan-series/genesis-taipan-460-nm-to-577-nm | 2017-09-01
143 | Genesis Taipan 480 | Genesis Lasers | Laser | CW |  | OPSL | 2000, 4000 | 2000 | 2000 | 4000 | [15 empty] | Yes | Visible | 480 |  |  | 3 | 3 | [5 empty] | <0.5 | [5 empty] | <29,<32 | <24,<27 |  | 1.5-2.2 | [10 empty] | Available | [28 empty] | 1.5 | 1.6 | ± 0.25 |  |  |  |  | <6 |  |  | <10% between 10 Hz to 5 kHz | Horizontal, >100:1 |  |  |  | <5 | <1% between 10 Hz to 10 MHz | Multimode |  | <6 | [8 empty] | 121 x 44 x 68 | 0.73 | [22 empty] | 25 ± 2 | [6 empty] | Active cooling required | [18 empty] | Non-condensing | [14 empty] | Entertainment |  |  | https://www.coherent.com/lasers/laser/genesis-taipan-series/genesis-taipan-460-nm-to-577-nm | 2017-09-01
144 | Genesis Taipan 488 | Genesis Lasers | Laser | CW |  | OPSL | 3000, 5000 | 2000 | 3000 | 5000 | [15 empty] | Yes | Visible | 488 |  |  | 3 | 3 | [5 empty] | <0.5 | [5 empty] | <36,<40 | <30,<33 |  | 1.5-2.2 | [10 empty] | Available | [28 empty] | 1.5 | 1.6 | ± 0.25 |  |  |  |  | <6 |  |  | <10% between 10 Hz to 5 kHz | Horizontal, >100:1 |  |  |  | <5 | <1% between 10 Hz to 10 MHz | Multimode |  | <6 | [8 empty] | 121 x 44 x 68 | 0.73 | [22 empty] | 25 ± 2 | [6 empty] | Active cooling required | [18 empty] | Non-condensing | [14 empty] | Entertainment |  |  | https://www.coherent.com/lasers/laser/genesis-taipan-series/genesis-taipan-460-nm-to-577-nm | 2017-09-01
145 | Genesis Taipan 514 | Genesis Lasers | Laser | CW |  | OPSL | 3000, 5000 | 2000 | 3000 | 5000 | [15 empty] | Yes | Visible | 514 |  |  | 3 | 3 | [5 empty] | <0.5 | [5 empty] | <36, <40 | <30,<33 |  | 1.5-2.2 | [10 empty] | Available | [28 empty] | 1.4 | 1.8 | ± 0.25 |  |  |  |  | <6 |  |  | <10% between 10 Hz to 5 kHz | Horizontal, >100:1 |  |  |  | <5 | <1% between 10 Hz to 10 MHz | Multimode |  | <6 | [8 empty] | 121 x 44 x 68 | 0.73 | [22 empty] | 25 ± 2 | [6 empty] | Active cooling required | [18 empty] | Non-condensing | [14 empty] | Entertainment |  |  | https://www.coherent.com/lasers/laser/genesis-taipan-series/genesis-taipan-460-nm-to-577-nm | 2017-09-01
146 | Genesis Taipan 532 | Genesis Lasers | Laser | CW |  | OPSL | 3000, 5000, 8000, 10000 | 7000 | 3000 | 10000 | [15 empty] | Yes | Visible | 532 |  |  | 3 | 3 | [5 empty] | <0.5 | [5 empty] | <36, <40, 45, <45 | <30, <33, 38, <38 |  | 1.5-2.2 | [10 empty] | Available | [28 empty] | 1.4 | 1.8 | ± 0.25 |  |  |  |  | <6 |  |  | <10% between 10 Hz to 5 kHz | Horizontal, >100:1 |  |  |  | <5 | <1% between 10 Hz to 10 MHz | Multimode |  | <6 | [8 empty] | 121 x 44 x 68 | 0.73 | [22 empty] | 25 ± 2 | [6 empty] | Active cooling required | [18 empty] | Non-condensing | [14 empty] | Entertainment |  |  | https://www.coherent.com/lasers/laser/genesis-taipan-series/genesis-taipan-460-nm-to-577-nm | 2017-09-01
147 | Genesis Taipan 561 | Genesis Lasers | Laser | CW |  | OPSL | 2000 | [18 empty] | Yes | Visible | 561 |  |  | 3 | 3 | [5 empty] | <0.5 | [5 empty] | <40 | <33 |  | 1.5-2.2 | [10 empty] | Available | [28 empty] | 1.4 | 1.8 | ± 0.25 |  |  |  |  | <6 |  |  | <10% between 10 Hz to 5 kHz | Horizontal, >100:1 |  |  |  | <5 | <1% between 10 Hz to 10 MHz | Multimode |  | <6 | [8 empty] | 121 x 44 x 68 | 0.73 | [22 empty] | 25 ± 2 | [6 empty] | Active cooling required | [18 empty] | Non-condensing | [14 empty] | Entertainment |  |  | https://www.coherent.com/lasers/laser/genesis-taipan-series/genesis-taipan-460-nm-to-577-nm | 2017-09-01
148 | Genesis Taipan 577 | Genesis Lasers | Laser | CW |  | OPSL | 3000, 5000, 6000 | 3000 | 3000 | 6000 | [15 empty] | Yes | Visible | 577 |  |  | 3 | 3 | [5 empty] | <0.5 | [5 empty] | <36, <40, <42 | <30, <33, <35 |  | 1.5-2.2 | [10 empty] | Available | [28 empty] | 1.4 | 1.8 | ± 0.25 |  |  |  |  | <6 |  |  | <10% between 10 Hz to 5 kHz | Horizontal, >100:1 |  |  |  | <5 | <1% between 10 Hz to 10 MHz | Multimode |  | <6 | [8 empty] | 121 x 44 x 68 | 0.73 | [22 empty] | 25 ± 2 | [6 empty] | Active cooling required | [18 empty] | Non-condensing | [14 empty] | Entertainment |  |  | https://www.coherent.com/lasers/laser/genesis-taipan-series/genesis-taipan-460-nm-to-577-nm | 2017-09-01
149 | Genesis Taipan 607 | Genesis Lasers | Laser | CW |  | OPSL | 1250 | [18 empty] | Yes | Visible | 607 |  |  | 1 | 1 | [5 empty] | <0.5 | [5 empty] | <32 | <27 |  | 1.5-2.2 | [10 empty] | Available | [28 empty] | 1.4 | 0.8 | ± 0.25 |  |  |  |  | <1.5 |  |  |  | Vertical, >100:1 |  |  |  | <10 | <5% between 10 Hz to 10 MHz, <1% between 10 Hz to 100 kHz |  |  | <1.5 | [8 empty] | 256 x 49 x 71 | 0.9 | [22 empty] | 25 ± 2 | [6 empty] | Active cooling required | [18 empty] | Non-condensing | [14 empty] | Entertainment |  |  | https://www.coherent.com/lasers/laser/genesis-taipan-607-nm-to-639-nm | 2017-09-01
150 | Genesis Taipan 639 | Genesis Lasers | Laser | CW |  | OPSL | 1500, 2000, 2500 | 1000 | 1500 | 2500 | [15 empty] | Yes | Visible | 639 |  |  | 1 | 1 | [5 empty] | <0.5 | [5 empty] | <32, <35, <38 | <27, <30, <33 |  | 1.5-2.2 | [10 empty] | Available | [28 empty] | 1.4 | 0.8 | ± 0.25 |  |  |  |  | <1.5 |  |  |  | Vertical, >100:1 |  |  |  | <10 | <5% between 10 Hz to 10 MHz, <1% between 10 Hz to 100 kHz |  |  | <1.5 | [8 empty] | 256 x 49 x 71 | 0.9 | [22 empty] | 25 ± 2 | [6 empty] | Active cooling required | [18 empty] | Non-condensing | [14 empty] | Entertainment |  |  | https://www.coherent.com/lasers/laser/genesis-taipan-607-nm-to-639-nm | 2017-09-01
151 | Genesis Taipan HD-Series | Genesis Taipan HD-Series | Laser | CW |  | OPSL |  | 3000 | 2000 | 5000 | [15 empty] | Yes | Visible | 460 | 590 | 130 | 3 | 3 | [5 empty] | <0.5 | [5 empty] | <40 | <33 |  | 1.5-2.2 | [10 empty] | Available | [21 empty] | 0.07 |  |  | -0.065 | [10 empty] | <1.2 |  |  | <10% between 10 Hz to 5 kHz | Horizontal, >100:1 |  |  |  | <5 | <1% between 10 Hz to 10 MHz | TEM00 |  | <1.2 | [8 empty] | 134.14 x 44 x 64.47 | 0.73 | [22 empty] | 25 ± 2 | [6 empty] | Active cooling required | [18 empty] | Non-condensing | [14 empty] | Laser Light Show, Laser Entertainment |  |  | https://www.coherent.com/lasers/laser/cw-solid-state-lasers/genesis-taipan-hd-series
152 | Genesis Taipan HD 460-2000 | Genesis Taipan HD-Series | Laser | CW |  | OPSL | 2000 | [18 empty] | Yes | Visible | 460 |  |  | 3 | 3 | [5 empty] | <0.5 | [5 empty] | <32 | <27 |  | 1.5-2.2 | [10 empty] | Available | [21 empty] | 0.07 |  |  | -0.065 | [10 empty] | <1.2 |  |  | <10% between 10 Hz to 5 kHz | Horizontal, >100:1 |  |  |  | <5 | <1% between 10 Hz to 10 MHz | TEM00 |  | <1.2 | [8 empty] | 134.14 x 44 x 64.47 | 0.73 | [22 empty] | 25 ± 2 | [6 empty] | Active cooling required | [18 empty] | Non-condensing | [14 empty] | Laser Light Show, Laser Entertainment |  |  | https://www.coherent.com/lasers/laser/cw-solid-state-lasers/genesis-taipan-hd-series | 2017-09-01
153 | Genesis Taipan HD 480-2000 | Genesis Taipan HD-Series | Laser | CW |  | OPSL | 2000 | [18 empty] | Yes | Visible | 480 |  |  | 3 | 3 | [5 empty] | <0.5 | [5 empty] | <29 | <24 |  | 1.5-2.2 | [10 empty] | Available | [21 empty] | 0.07 |  |  | -0.065 | [10 empty] | <1.2 |  |  | <10% between 10 Hz to 5 kHz | Horizontal, >100:1 |  |  |  | <5 | <1% between 10 Hz to 10 MHz | TEM00 |  | <1.2 | [8 empty] | 134.14 x 44 x 64.47 | 0.73 | [22 empty] | 25 ± 2 | [6 empty] | Active cooling required | [18 empty] | Non-condensing | [14 empty] | Laser Light Show, Laser Entertainment |  |  | https://www.coherent.com/lasers/laser/cw-solid-state-lasers/genesis-taipan-hd-series | 2017-09-01
154 | Genesis Taipan HD 488-3000 | Genesis Taipan HD-Series | Laser | CW |  | OPSL | 3000 | [18 empty] | Yes | Visible | 488 |  |  | 3 | 3 | [5 empty] | <0.5 | [5 empty] | <33 | <27 |  | 1.5-2.2 | [10 empty] | Available | [21 empty] | 0.07 |  |  | -0.065 | [10 empty] | <1.2 |  |  | <10% between 10 Hz to 5 kHz | Horizontal, >100:1 |  |  |  | <5 | <1% between 10 Hz to 10 MHz | TEM00 |  | <1.2 | [8 empty] | 134.14 x 44 x 64.47 | 0.73 | [22 empty] | 25 ± 2 | [6 empty] | Active cooling required | [18 empty] | Non-condensing | [14 empty] | Laser Light Show, Laser Entertainment |  |  | https://www.coherent.com/lasers/laser/cw-solid-state-lasers/genesis-taipan-hd-series | 2017-09-01
155 | Genesis Taipan HD 532-3000/5000 | Genesis Taipan HD-Series | Laser | CW |  | OPSL | 3000, 5000 | 2000 | 3000 | 5000 | [15 empty] | Yes | Visible | 532 |  |  | 3 | 3 | [5 empty] | <0.5 | [5 empty] | <36, <40 | <30, <33 |  | 1.5-2.2 | [10 empty] | Available | [21 empty] | 0.07 |  |  | -0.065 | [10 empty] | <1.2 |  |  | <10% between 10 Hz to 5 kHz | Horizontal, >100:1 |  |  |  | <5 | <1% between 10 Hz to 10 MHz | TEM00 |  | <1.2 | [8 empty] | 134.14 x 44 x 64.47 | 0.73 | [22 empty] | 25 ± 2 | [6 empty] | Active cooling required | [18 empty] | Non-condensing | [14 empty] | Laser Light Show, Laser Entertainment |  |  | https://www.coherent.com/lasers/laser/cw-solid-state-lasers/genesis-taipan-hd-series | 2017-09-01
156 | Genesis Taipan HD 577-3000 | Genesis Taipan HD-Series | Laser | CW |  | OPSL | 3000 | [18 empty] | Yes | Visible | 577 |  |  | 3 | 3 | [5 empty] | <0.5 | [5 empty] | <40 | <33 |  | 1.5-2.2 | [10 empty] | Available | [21 empty] | 0.07 |  |  | -0.065 | [10 empty] | <1.2 |  |  | <10% between 10 Hz to 5 kHz | Horizontal, >100:1 |  |  |  | <5 | <1% between 10 Hz to 10 MHz | TEM00 |  | <1.2 | [8 empty] | 134.14 x 44 x 64.47 | 0.73 | [22 empty] | 25 ± 2 | [6 empty] | Active cooling required | [18 empty] | Non-condensing | [14 empty] | Laser Light Show, Laser Entertainment |  |  | https://www.coherent.com/lasers/laser/cw-solid-state-lasers/genesis-taipan-hd-series | 2017-09-01
157 | Genesis Taipan HD 590-2000 | Genesis Taipan HD-Series | Laser | CW |  | OPSL | 2000 | [18 empty] | Yes | Visible | 590 |  |  | 3 | 3 | [5 empty] | <0.5 | [5 empty] | <36 | <30 |  | 1.5-2.2 | [10 empty] | Available | [21 empty] | 0.07 |  |  | -0.065 | [10 empty] | <1.2 |  |  | <10% between 10 Hz to 5 kHz | Horizontal, >100:1 |  |  |  | <5 | <1% between 10 Hz to 10 MHz | TEM00 |  | <1.2 | [8 empty] | 134.14 x 44 x 64.47 | 0.73 | [22 empty] | 25 ± 2 | [6 empty] | Active cooling required | [18 empty] | Non-condensing | [14 empty] | Laser Light Show, Laser Entertainment |  |  | https://www.coherent.com/lasers/laser/cw-solid-state-lasers/genesis-taipan-hd-series | 2017-09-01
158 | Innova 300C | Innova 300C | Laser | CW |  | Ion |  | 3160 | 40 | 3200 |  |  |  |  | 3-phase with ground, nominal 208 volts |  | Light Regulation with PowerTrack: ±0.5% (30 min)/±1% (8 hr), Light Regulation without PowerTrack: ±0.5%, Current Regulation with PowerTrack: ±1% (30 min)/ ±1% (8hr), Current Regulation without PowerTrack: ±2% (30 min) | [8 empty] | Yes | UV - IR | 351.1 | 1090 | 738.9 | [12 empty] | <55 | [9 empty] | ±10 | [13 empty] | 0.5 |  |  | <5 |  | <5 | [18 empty] | <1.8 | [11 empty] | 0.2% | [12 empty] | 42 | 81 | [10 empty] | 67 | 39 | [17 empty] | <9.6 |  |  | 10 to 35 | [10 empty] | 170 to 415 | [21 empty] | https://www.coherent.com/lasers/laser/ion-lasers/innova-300c | 2017-10-11
159 | Innova 300C I-304 | Innova 300C | Laser | CW |  | Ion | 40, 200, 1700, 300, 500, 1300, 500, 120, 100, 250, 50, 70, 70 | 1660 | 40 | 1700 |  |  |  |  | 3-phase with ground, nominal 208 volts |  | Light Regulation with PowerTrack: ±0.5% (30 min)/±1% (8 hr), Light Regulation without PowerTrack: ±0.5%, Current Regulation with PowerTrack: ±1% (30 min)/ ±1% (8hr), Current Regulation without PowerTrack: ±2% (30 min) | [8 empty] | Yes | UV - IR | 351.1 | 1090 | 738.9 | [12 empty] | 45 to 55 | [9 empty] | ±10 | [13 empty] | 0.5 |  |  | <5 |  | <5 | [18 empty] | 1.5 | [11 empty] | 0.2% | [12 empty] | 42 | 81 | [10 empty] | 67 | 39 | [17 empty] | 8.5 |  |  | 10 to 35 | [10 empty] | 170 to 415 | [21 empty] | https://www.coherent.com/lasers/laser/ion-lasers/innova-300c | 2017-09-01
160 | Innova 300C I-305 | Innova 300C | Laser | CW |  | Ion | 50, 350, 2000, 400, 600, 1500, 600, 200, 150, 350, 120, 140, 140 | 1950 | 50 | 2000 |  |  |  |  | 3-phase with ground, nominal 208 volts |  | Light Regulation with PowerTrack: ±0.5% (30 min)/±1% (8 hr), Light Regulation without PowerTrack: ±0.5%, Current Regulation with PowerTrack: ±1% (30 min)/ ±1% (8hr), Current Regulation without PowerTrack: ±2% (30 min) | [8 empty] | Yes | UV - IR | 351.1 | 1090 | 738.9 | [12 empty] | 45 to 55 | [9 empty] | ±10 | [13 empty] | 0.5 |  |  | <5 |  | <5 | [18 empty] | 1.5 | [11 empty] | 0.2% | [12 empty] | 42 | 81 | [10 empty] | 67 | 39 | [17 empty] | 8.5 |  |  | 10 to 35 | [10 empty] | 170 to 415 | [21 empty] | https://www.coherent.com/lasers/laser/ion-lasers/innova-300c | 2017-09-01
161 | Innova 300C I-306 | Innova 300C | Laser | CW |  | Ion | 70, 420, 2400, 480, 720, 1800, 720, 240, 180, 420, 140, 170, 170 | 2330 | 70 | 2400 |  |  |  |  | 3-phase with ground, nominal 208 volts |  | Light Regulation with PowerTrack: ±0.5% (30 min)/±1% (8 hr), Light Regulation without PowerTrack: ±0.5%, Current Regulation with PowerTrack: ±1% (30 min)/ ±1% (8hr), Current Regulation without PowerTrack: ±2% (30 min) | [8 empty] | Yes | UV - IR | 351.1 | 1090 | 738.9 | [12 empty] | 45 to 55 | [9 empty] | ±10 | [13 empty] | 0,5 |  |  | <5 |  | <5 | [18 empty] | 1.5 | [11 empty] | 0.2% | [12 empty] | 42 | 81 | [10 empty] | 67 | 39 | [17 empty] | 8.5 |  |  | 10 to 35 | [10 empty] | 170 to 415 | [21 empty] | https://www.coherent.com/lasers/laser/ion-lasers/innova-300c | 2017-09-01
162 | Innova 300C I-307 | Innova 300C | Laser | CW |  | Ion | 70, 420, 2400, 480, 720, 1800, 720, 240, 180, 420, 140, 190, 190 | 2330 | 70 | 2400 |  |  |  |  | 3-phase with ground, nominal 208 volts |  | Light Regulation with PowerTrack: ±0.5% (30 min)/±1% (8 hr), Light Regulation without PowerTrack: ±0.5%, Current Regulation with PowerTrack: ±1% (30 min)/ ±1% (8hr), Current Regulation without PowerTrack: ±2% (30 min) | [8 empty] | Yes | UV - IR | 351.1 | 1090 | 738.9 | [12 empty] | 45 to 55 | [9 empty] | ±10 | [13 empty] | 0,5 |  |  | <5 |  | <5 | [18 empty] | 1.5 | [11 empty] | 0.2% | [12 empty] | 42 | 81 | [10 empty] | 67 | 39 | [17 empty] | 8.5 |  |  | 10 to 35 | [10 empty] | 170 to 415 | [21 empty] | https://www.coherent.com/lasers/laser/ion-lasers/innova-300c | 2017-09-01
163 | Innova 300C I-308 | Innova 300C | Laser | CW |  | Ion | 100, 550, 3200, 480, 950, 2400, 950, 240, 180, 560, 140, 250, 250 | 3100 | 100 | 3200 |  |  |  |  | 3-phase with ground, nominal 208 volts |  | Light Regulation with PowerTrack: ±0.5% (30 min)/±1% (8 hr), Light Regulation without PowerTrack: ±0.5%, Current Regulation with PowerTrack: ±1% (30 min)/ ±1% (8hr), Current Regulation without PowerTrack: ±2% (30 min) | [8 empty] | Yes | UV - IR | 351.1 | 1090 | 738.9 | [12 empty] | 55 | [9 empty] | ±10 | [13 empty] | 0.5 |  |  | <5 |  | <5 | [18 empty] | 1.8 | [11 empty] | 0.2% | [12 empty] | 42 | 81 | [10 empty] | 67 | 39 | [17 empty] | 9.6 |  |  | 10 to 30 | [10 empty] | 240 to 415 | [21 empty] | https://www.coherent.com/lasers/laser/ion-lasers/innova-300c | 2017-09-01
164 | Innova FreD | Innova FreD | Laser | CW |  | Ion |  | 1990 | 10 | 2000 |  |  |  |  | 3-phase with ground | [10 empty] | Yes | Deep UV - Visible | 229 | 528.7 | 299.7 | [12 empty] | 60 | [8 empty] | 208 vac ±10%, 50 or 60 Hz | [13 empty] | <1.7 | <0.85 | [80 empty] | 8.5 L/min | 10 to 35 | [11 empty] | 177 to 415 | [16 empty] | 0.5 to 1 SCFH (Standard Cubic Feet Per Hour), Scientific Grade N2-99.999% |  | Materials Processing, Microelectronics, Scientific, Raman Spectroscopy | Compact Disk and DVD Mastering, Fiber Bragg Grating, Inspection, Laser Direct Imaging (LDI), Lithography, Choose a Process | Optical Disk Media, Germanium-Doped Optical Fiber, Patterned Semiconductor Wafer, Precision Optics, Reticle, Photoresist, Fluorescence Excitation | https://www.coherent.com/lasers/laser/innova-fred | 2017-10-11
165 | Innova 300 C MotoFred (SHG) | Innova FreD | Laser | CW |  | Ion | 10, 15, 20, 30, 60, 100, 100 | 90 | 10 | 100 |  |  |  |  | 3-phase with ground |  |  |  |  | ±1 | [5 empty] | Yes | Deep UV | 229 | 264.3 | 35.3 | [12 empty] | 60 | [8 empty] | 208 vac ±10%, 50 or 60 Hz | [13 empty] | 0.6 to 0.9 | 1.7 | [28 empty] | 100:1 horizontal | [18 empty] | 1597 x 150.4 x 169.2 | 54 | 122 | [10 empty] | 67 | 39 | [18 empty] | 8.5 L/min | 10 to 35 | [11 empty] | 177 to 415 | [16 empty] | 0.5 to 1 SCFH (Standard Cubic Feet Per Hour), Scientific Grade N2-99.999% |  | Materials Processing, Microelectronics, Scientific, Raman Spectroscopy |  |  | https://www.coherent.com/lasers/laser/innova-fred | 2017-09-01
166 | Innova 300 C MotoFred (Fundamental) | Innova FreD | Laser | CW |  | Ion | 140, 140, 350, 350, 400, 400, 600, 600, 1500, 2000 | 1860 | 140 | 2000 |  |  |  |  | 3-phase with ground |  |  |  |  | ±0.5 | [5 empty] | Yes | Deep UV - Visible | 351.1 | 528.7 | 177.6 | [12 empty] | 60 | [8 empty] | 208 vac ±10%, 50 or 60 Hz | [13 empty] | 1.7 | 0.5 | [28 empty] | 100:1 vertical | [18 empty] | 1597 x 150.4 x 169.2 | 54 | 122 | [10 empty] | 67 | 39 | [18 empty] | 8.5 L/min | 10 to 35 | [11 empty] | 177 to 415 | [16 empty] | 0.5 to 1 SCFH (Standard Cubic Feet Per Hour), Scientific Grade N2-99.999% |  | Materials Processing, Microelectronics, Scientific, Raman Spectroscopy |  |  | https://www.coherent.com/lasers/laser/innova-fred | 2017-09-01
167 | Innova 300 C MotoFred (High-Power Option) | Innova FreD | Laser | CW |  | Ion | 15, 20, 30, 40, 75, 125, 200 | 185 | 15 | 200 |  |  |  |  | 3-phase with ground | [10 empty] | Yes | Deep UV | 229 | 264.3 | 35.3 | [12 empty] | 60 | [8 empty] | 208 vac ±10%, 50 or 60 Hz | [62 empty] | 1597 x 150.4 x 169.2 | 54 | 122 | [10 empty] | 67 | 39 | [18 empty] | 8.5 L/min | 10 to 35 | [11 empty] | 177 to 415 | [16 empty] | 0.5 to 1 SCFH (Standard Cubic Feet Per Hour), Scientific Grade N2-99.999% |  | Materials Processing, Microelectronics, Scientific, Raman Spectroscopy |  |  | https://www.coherent.com/lasers/laser/innova-fred | 2017-09-01
168 | Innova 90C FRED (SHG) | Innova FreD | Laser | CW |  | Ion | 10, 15, 20, 30, 60, 100, 100 | 90 | 10 | 100 |  |  |  |  | 3-phase with ground |  |  |  |  | ±1 | [5 empty] | Yes | Deep UV | 229 | 264.3 | 35.3 | [12 empty] | 60 | [8 empty] | 208 vac ±10%, 50 or 60 Hz | [13 empty] | 0.6 to 0.9 | 0.5 to 0.85 | [28 empty] | 100:1 horizontal | [18 empty] | 1597 x 150.4 x 169.2 | 54 | 122 | [10 empty] | 67 | 39 | [18 empty] | 8.5 L/min | 10 to 35 | [11 empty] | 177 to 415 | [16 empty] | 0.5 to 1 SCFH (Standard Cubic Feet Per Hour), Scientific Grade N2-99.999% |  | Materials Processing, Microelectronics, Scientific, Raman Spectroscopy | Compact Disk and DVD Mastering, Fiber Bragg Grating, Inspection, Laser Direct Imaging (LDI), Lithography, Choose a Process | Optical Disk Media, Germanium-Doped Optical Fiber, Patterned Semiconductor Wafer, Precision Optics, Reticle, Photoresist, Fluorescence Excitation | https://www.coherent.com/lasers/laser/innova-fred | 2017-09-01
169 | Innova 90C FRED (Fundamental) | Innova FreD | Laser | CW |  | Ion | 350, 350, 400, 400, 600, 600, 1500, 2000 | 1650 | 350 | 2000 |  |  |  |  | 3-phase with ground |  |  |  |  | ±0.5 | [5 empty] | Yes | Visible | 457.9 | 528.7 | 70.8 | [12 empty] | 60 | [8 empty] | 208 vac ±10%, 50 or 60 Hz | [13 empty] | 1.7 | 0.5 | [28 empty] | 100:1 vertical | [18 empty] | 1597 x 150.4 x 169.2 | 54 | 122 | [10 empty] | 67 | 39 | [18 empty] | 8.5 L/min | 10 to 35 | [11 empty] | 177 to 415 | [16 empty] | 0.5 to 1 SCFH (Standard Cubic Feet Per Hour), Scientific Grade N2-99.999% |  | Materials Processing, Microelectronics, Scientific, Raman Spectroscopy | Compact Disk and DVD Mastering, Fiber Bragg Grating, Inspection, Laser Direct Imaging (LDI), Lithography, Choose a Process | Optical Disk Media, Germanium-Doped Optical Fiber, Patterned Semiconductor Wafer, Precision Optics, Reticle, Photoresist, Fluorescence Excitation | https://www.coherent.com/lasers/laser/innova-fred | 2017-09-01
170 | Innova Sabre MotoFred (SHG) | Innova Sabre | Laser | CW |  | Ion | 40, 100, 100, 300, 500, 1000 | 960 | 40 | 1000 |  |  |  |  | 3-phase with ground |  |  |  |  | ±1 | [5 empty] | Yes | Deep UV | 229 | 264.3 | 35.3 | [12 empty] | 70 | [8 empty] | 480 ±10% vac, 50 or 60 Hz | [13 empty] | 0.6 to 0.9 | 0.5 to 0.85 | [28 empty] | 100:1 horizontal | [18 empty] | 2544.1 x 203.2 x 190.5 | 122 | 213 | 102 | 75 | [8 empty] | 134 | 107 | [29 empty] | 150 | <=25 | 177 to 415 | [16 empty] | 0.5 to 1 SCFH (Standard Cubic Feet Per Hour), Scientific Grade N2-99.999% |  | Materials Processing, Microelectronics, Scientific, Raman Spectroscopy | Compact Disk and DVD Mastering, Fiber Bragg Grating, Inspection, Laser Direct Imaging (LDI), Lithography, Choose a Process | Optical Disk Media, Germanium-Doped Optical Fiber, Patterned Semiconductor Wafer, Precision Optics, Reticle, Photoresist, Fluorescence Excitation | https://www.coherent.com/lasers/laser/innova-fred | 2017-09-01
171 | Innova Sabre MotoFred (Fundamental) | Innova Sabre | Laser | CW |  | Ion | 1000, 1000, 1000, 1200, 2000, 2400, 3000, 6500, 8000 | 7000 | 1000 | 8000 |  |  |  |  | 3-phase with ground |  |  |  |  | ±0.5 | [5 empty] | Yes | Deep UV - Visible | 351.1 | 528.7 | 177.6 | [12 empty] | 70 | [8 empty] | 480 ±10% vac, 50 or 60 Hz | [13 empty] | 1.8 | 0.35 | [28 empty] | 100:1 vertical | [18 empty] | 2544.1 x 203.2 x 190.5 | 122 | 213 | 102 | 75 | [8 empty] | 134 | 107 | [29 empty] | 150 | <=25 | 177 to 415 | [16 empty] | 0.5 to 1 SCFH (Standard Cubic Feet Per Hour), Scientific Grade N2-99.999% |  | Materials Processing, Microelectronics, Scientific, Raman Spectroscopy | Compact Disk and DVD Mastering, Fiber Bragg Grating, Inspection, Laser Direct Imaging (LDI), Lithography, Choose a Process | Optical Disk Media, Germanium-Doped Optical Fiber, Patterned Semiconductor Wafer, Precision Optics, Reticle, Photoresist, Fluorescence Excitation | https://www.coherent.com/lasers/laser/innova-fred | 2017-09-01
172 | Innova 70C | Innova 70C | Laser | CW |  | Ion |  | 1970 | 30 | 2000 |  |  |  |  | 3-phase with ground |  | Light Regulation: ±0.5% (Argon)/ ±0.5% (Krypton), Current Regulation: ±3% (Argon)/ ±3% (Krypton) | [8 empty] | Yes | Visible - Near IR | 457.9 | 752.5 | 294.6 | [12 empty] | 40 | [8 empty] | 208 vac ±10%, 50 or 60 Hz | [13 empty] | Argon: 1.5, Krypton: 1.5 | Argon: 0.5, Krypton: 0.8 | [35 empty] | Light Regulation: 0.5% (Argon)/ 0.5% (Krypton) | [11 empty] | 1136.7 x 186 x 165 | 43 | 83 | [10 empty] | 67 | 39 | [18 empty] | 8.5 L/min |  | 10 to 35 | [10 empty] | 177 to 415 | [18 empty] | Life Sciences, Scientific | Confocal Microscopy, Flow Cytometry, Laser Doppler, Velocimetry | Fluorescence, Excitation, Dye Laser, Ti:Sapphire Laser | https://www.coherent.com/lasers/laser/innova-70 | 2017-10-11
173 | Innova 70 Spectrum | Innova 70C | Laser | CW |  | Ion | 30, 30, 50, 100, 130, 130, 150, 250, 250, 250 | 220 | 30 | 250 |  |  |  |  | 3-phase with ground |  | Light Regulation: ±0.5% (Argon)/ ±0.5% (Krypton), Current Regulation: ±3% (Argon)/ ±3% (Krypton) | [8 empty] | Yes | Visible - Near IR | 457.9 | 752.5 | 294.6 | [12 empty] | 40 | [8 empty] | 208 vac ±10%, 50 or 60 Hz | [13 empty] | Argon: 1.5, Krypton: 1.5 | Argon: 0.5, Krypton: 0.8 | [35 empty] | Light Regulation: 0.5% (Argon)/ 0.5% (Krypton) | [11 empty] | 1136.7 x 186 x 165 | 43 | 83 | [10 empty] | 67 | 39 | [18 empty] | 8.5 L/min |  | 10 to 35 | [10 empty] | 177 to 415 | [18 empty] | Life Sciences, Scientific | Confocal Microscopy, Flow Cytometry, Laser Doppler, Velocimetry | Fluorescence, Excitation, Dye Laser, Ti:Sapphire Laser | https://www.coherent.com/lasers/laser/innova-70 | 2017-09-01
174 | Innova 70C -3 | Innova 70C | Laser | CW |  | Ion | 50, 60, 200, 200, 250, 400, 400, 1000, 1200 | 1150 | 50 | 1200 |  |  |  |  | 3-phase with ground |  | Light Regulation: ±0.5% (Argon)/ ±0.5% (Krypton), Current Regulation: ±3% (Argon)/ ±3% (Krypton) | [8 empty] | Yes | Visible | 457.9 | 528.7 | 70.8 | [12 empty] | 40 | [8 empty] | 208 vac ±10%, 50 or 60 Hz | [13 empty] | Argon: 1.5, Krypton: 1.5 | Argon: 0.5, Krypton: 0.8 | [35 empty] | Light Regulation: 0.5% (Argon)/ 0.5% (Krypton) | [11 empty] | 1136.7 x 186 x 165 | 43 | 83 | [10 empty] | 67 | 39 | [18 empty] | 8.5 L/min |  | 10 to 35 | [10 empty] | 177 to 415 | [18 empty] | Life Sciences, Scientific | Confocal Microscopy, Flow Cytometry, Laser Doppler, Velocimetry | Fluorescence, Excitation, Dye Laser, Ti:Sapphire Laser | https://www.coherent.com/lasers/laser/innova-70 | 2017-09-01
175 | Innova 70C -4 | Innova 70C | Laser | CW |  | Ion | 70, 100, 300, 300, 300, 500, 500, 1300, 1700 | 1630 | 70 | 1700 |  |  |  |  | 3-phase with ground |  | Light Regulation: ±0.5% (Argon)/ ±0.5% (Krypton), Current Regulation: ±3% (Argon)/ ±3% (Krypton) | [8 empty] | Yes | Visible | 457.9 | 528.7 | 70.8 | [12 empty] | 40 | [8 empty] | 208 vac ±10%, 50 or 60 Hz | [13 empty] | Argon: 1.5, Krypton: 1.5 | Argon: 0.5, Krypton: 0.8 | [35 empty] | Light Regulation: 0.5% (Argon)/ 0.5% (Krypton) | [11 empty] | 1136.7 x 186 x 165 | 43 | 83 | [10 empty] | 67 | 39 | [18 empty] | 8.5 L/min |  | 10 to 35 | [10 empty] | 177 to 415 | [18 empty] | Life Sciences, Scientific | Confocal Microscopy, Flow Cytometry, Laser Doppler, Velocimetry | Fluorescence, Excitation, Dye Laser, Ti:Sapphire Laser | https://www.coherent.com/lasers/laser/innova-70 | 2017-09-01
176 | Innova 70C -5 | Innova 70C | Laser | CW |  | Ion | 50, 70, 100, 300, 300, 350, 600, 600, 1500, 2000 | 1950 | 50 | 2000 |  |  |  |  | 3-phase with ground |  | Light Regulation: ±0.5% (Argon)/ ±0.5% (Krypton), Current Regulation: ±3% (Argon)/ ±3% (Krypton) | [8 empty] | Yes | Visible | 457.9 | 528.7 | 70.8 | [12 empty] | 40 | [8 empty] | 208 vac ±10%, 50 or 60 Hz | [13 empty] | Argon: 1.5, Krypton: 1.5 | Argon: 0.5, Krypton: 0.8 | [35 empty] | Light Regulation: 0.5% (Argon)/ 0.5% (Krypton) | [11 empty] | 1136.7 x 186 x 165 | 43 | 83 | [10 empty] | 67 | 39 | [18 empty] | 8.5 L/min |  | 10 to 35 | [10 empty] | 177 to 415 | [18 empty] | Life Sciences, Scientific | Confocal Microscopy, Flow Cytometry, Laser Doppler, Velocimetry | Fluorescence, Excitation, Dye Laser, Ti:Sapphire Laser | https://www.coherent.com/lasers/laser/innova-70 | 2017-09-01
177 | Innova 70C-K | Innova 70C | Laser | CW |  | Ion | 120 | [7 empty] | 3-phase with ground |  | Light Regulation: ±0.5% (Argon)/ ±0.5% (Krypton), Current Regulation: ±3% (Argon)/ ±3% (Krypton) | [8 empty] | Yes | Visible | 676.4 | 676.4 | 0 | [12 empty] | 40 | [8 empty] | 208 vac ±10%, 50 or 60 Hz | [13 empty] | Argon: 1.5, Krypton: 1.5 | Argon: 0.5, Krypton: 0.8 | [35 empty] | Light Regulation: 0.5% (Argon)/ 0.5% (Krypton) | [11 empty] | 1136.7 x 186 x 165 | 43 | 83 | [10 empty] | 67 | 39 | [18 empty] | 8.5 L/min |  | 10 to 35 | [10 empty] | 177 to 415 | [18 empty] | Life Sciences, Scientific | Confocal Microscopy, Flow Cytometry, Laser Doppler, Velocimetry | Fluorescence, Excitation, Dye Laser, Ti:Sapphire Laser | https://www.coherent.com/lasers/laser/innova-70 | 2017-09-01
178 | Innova 70C-K | Innova 70C | Laser | CW |  | Ion | 500 | [7 empty] | 3-phase with ground |  | Light Regulation: ±0.5% (Argon)/ ±0.5% (Krypton), Current Regulation: ±3% (Argon)/ ±3% (Krypton) | [8 empty] | Yes | Visible | 647.1 | 647.1 | 0 | [12 empty] | 40 | [8 empty] | 208 vac ±10%, 50 or 60 Hz | [13 empty] | Argon: 1.5, Krypton: 1.5 | Argon: 0.5, Krypton: 0.8 | [35 empty] | Light Regulation: 0.5% (Argon)/ 0.5% (Krypton) | [11 empty] | 1136.7 x 186 x 165 | 43 | 83 | [10 empty] | 67 | 39 | [18 empty] | 8.5 L/min |  | 10 to 35 | [10 empty] | 177 to 415 | [18 empty] | Life Sciences, Scientific | Confocal Microscopy, Flow Cytometry, Laser Doppler, Velocimetry | Fluorescence, Excitation, Dye Laser, Ti:Sapphire Laser | https://www.coherent.com/lasers/laser/innova-70 | 2017-09-01
179 | Innova 90C | Innova 90C | Laser | CW |  | Ion |  | 2370 | 30 | 2400 |  |  |  |  | 3-phase with ground |  | Light Regulation: ±0.5% (Argon)/ ±0.5% (Krypton), Current Regulation: ±3% (Argon)/ ±3% (Krypton) | [8 empty] | Yes | Deep UV - IR | 333.6 | 1090 | 756.4 | [12 empty] | 50 | [8 empty] | 208 vac ±10%, 50 or 60 Hz | [13 empty] | Aragon: 1.5, Krypton: 1.5 | Argon: 0.5, Krypton: 0.8 | [12 empty] | Argon: 1.4, Krypton: 1.1 |  |  | Argon: 1.5, Krypton: 1.27 | Argon: 1.14, Krypton: 1.14 | Argon: 1.16, Krypton: 1.16 | [17 empty] | Light Regulation: 0.2% (Argon)/ 0.2% (Krypton) | [12 empty] | 42 | 66 | [10 empty] | 66 | 39 | [18 empty] | 8.5 L/min |  | 10 to 35 | [10 empty] | 177 to 415 | [18 empty] | Life Sciences, Scientific | Confocal Microscopy, Flow Cytometry, Laser Doppler, Velocimetry | Fluorescence, Excitation, Dye Laser, Ti:Sapphire Laser | https://www.coherent.com/lasers/laser/ion-lasers/innova-90 | 2017-10-11
180 | Innova 90C -A3 | Innova 90C | Laser | CW |  | Ion | 30, 250, 1400, 200, 400, 1000, 400, 60, 50, 200 | 1370 | 30 | 1400 |  |  |  |  | 3-phase with ground |  | Light Regulation: ±0.5% (Argon)/ ±0.5% (Krypton), Current Regulation: ±3% (Argon)/ ±3% (Krypton) | [8 empty] | Yes | Visible - IR | 457.9 | 1090 | 632.1 | [12 empty] | 50 | [8 empty] | 208 vac ±10%, 50 or 60 Hz | [13 empty] | Aragon: 1.5, Krypton: 1.5 | Argon: 0.5, Krypton: 0.8 | [12 empty] | Argon: 1.4, Krypton: 1.1 |  |  | Argon: 1.5, Krypton: 1.27 | Argon: 1.14, Krypton: 1.14 | Argon: 1.16, Krypton: 1.16 | [17 empty] | Light Regulation: 0.2% (Argon)/ 0.2% (Krypton) | [12 empty] | 42 | 66 | [10 empty] | 66 | 39 | [18 empty] | 8.5 L/min |  | 10 to 35 | [10 empty] | 177 to 415 | [18 empty] | Life Sciences, Scientific | Confocal Microscopy, Flow Cytometry, Laser Doppler, Velocimetry | Fluorescence, Excitation, Dye Laser, Ti:Sapphire Laser | https://www.coherent.com/lasers/laser/ion-lasers/innova-90 | 2017-09-01
181 | Innova 90C -A4 | Innova 90C | Laser | CW |  | Ion | 40, 300, 1700, 300, 500, 1300, 500, 120, 100, 300, 50 | 1660 | 40 | 1700 |  |  |  |  | 3-phase with ground |  | Light Regulation: ±0.5% (Argon)/ ±0.5% (Krypton), Current Regulation: ±3% (Argon)/ ±3% (Krypton) | [8 empty] | Yes | Visible - IR | 457.9 | 1090 | 632.1 | [12 empty] | 50 | [8 empty] | 208 vac ±10%, 50 or 60 Hz | [13 empty] | Aragon: 1.5, Krypton: 1.5 | Argon: 0.5, Krypton: 0.8 | [12 empty] | Argon: 1.4, Krypton: 1.1 |  |  | Argon: 1.5, Krypton: 1.27 | Argon: 1.14, Krypton: 1.14 | Argon: 1.16, Krypton: 1.16 | [17 empty] | Light Regulation: 0.2% (Argon)/ 0.2% (Krypton) | [12 empty] | 42 | 66 | [10 empty] | 66 | 39 | [18 empty] | 8.5 L/min |  | 10 to 35 | [10 empty] | 177 to 415 | [18 empty] | Life Sciences, Scientific | Confocal Microscopy, Flow Cytometry, Laser Doppler, Velocimetry | Fluorescence, Excitation, Dye Laser, Ti:Sapphire Laser | https://www.coherent.com/lasers/laser/ion-lasers/innova-90 | 2017-09-01
182 | Innova 90C -A4 | Innova 90C | Laser | CW |  | Ion | 200 | [7 empty] | 3-phase with ground |  | Light Regulation: ±0.5% (Argon)/ ±0.5% (Krypton), Current Regulation: ±3% (Argon)/ ±3% (Krypton) | [8 empty] | Yes | Deep UV | 333.6 | 363.8 | 30.2 | [12 empty] | 50 | [8 empty] | 208 vac ±10%, 50 or 60 Hz | [13 empty] | Aragon: 1.5, Krypton: 1.5 | Argon: 0.5, Krypton: 0.8 | [12 empty] | Argon: 1.4, Krypton: 1.1 |  |  | Argon: 1.5, Krypton: 1.27 | Argon: 1.14, Krypton: 1.14 | Argon: 1.16, Krypton: 1.16 | [17 empty] | Light Regulation: 0.2% (Argon)/ 0.2% (Krypton) | [12 empty] | 42 | 66 | [10 empty] | 66 | 39 | [18 empty] | 8.5 L/min |  | 10 to 35 | [10 empty] | 177 to 415 | [18 empty] | Life Sciences, Scientific | Confocal Microscopy, Flow Cytometry, Laser Doppler, Velocimetry | Fluorescence, Excitation, Dye Laser, Ti:Sapphire Laser | https://www.coherent.com/lasers/laser/ion-lasers/innova-90 | 2017-09-01
183 | Innova 90C-A5 | Innova 90C | Laser | CW |  | Ion | 50, 350, 2000, 400, 600, 1500, 600, 200, 150, 350, 120, 300 | 1950 | 50 | 2000 |  |  |  |  | 3-phase with ground |  | Light Regulation: ±0.5% (Argon)/ ±0.5% (Krypton), Current Regulation: ±3% (Argon)/ ±3% (Krypton) | [8 empty] | Yes | Visible - IR | 454.5 | 1090 | 635.5 | [12 empty] | 50 | [8 empty] | 208 vac ±10%, 50 or 60 Hz | [13 empty] | Aragon: 1.5, Krypton: 1.5 | Argon: 0.5, Krypton: 0.8 | [12 empty] | Argon: 1.4, Krypton: 1.1 |  |  | Argon: 1.5, Krypton: 1.27 | Argon: 1.14, Krypton: 1.14 | Argon: 1.16, Krypton: 1.16 | [17 empty] | Light Regulation: 0.2% (Argon)/ 0.2% (Krypton) | [12 empty] | 42 | 66 | [10 empty] | 66 | 39 | [18 empty] | 8.5 L/min |  | 10 to 35 | [10 empty] | 177 to 415 | [18 empty] | Life Sciences, Scientific | Confocal Microscopy, Flow Cytometry, Laser Doppler, Velocimetry | Fluorescence, Excitation, Dye Laser, Ti:Sapphire Laser | https://www.coherent.com/lasers/laser/ion-lasers/innova-90 | 2017-09-01
184 | Innova 90C-A5 | Innova 90C | Laser | CW |  | Ion | 300 | [7 empty] | 3-phase with ground |  | Light Regulation: ±0.5% (Argon)/ ±0.5% (Krypton), Current Regulation: ±3% (Argon)/ ±3% (Krypton) | [8 empty] | Yes | Deep UV | 333.6 | 363.8 | 30.2 | [12 empty] | 50 | [8 empty] | 208 vac ±10%, 50 or 60 Hz | [13 empty] | Aragon: 1.5, Krypton: 1.5 | Argon: 0.5, Krypton: 0.8 | [12 empty] | Argon: 1.4, Krypton: 1.1 |  |  | Argon: 1.5, Krypton: 1.27 | Argon: 1.14, Krypton: 1.14 | Argon: 1.16, Krypton: 1.16 | [17 empty] | Light Regulation: 0.2% (Argon)/ 0.2% (Krypton) | [12 empty] | 42 | 66 | [10 empty] | 66 | 39 | [18 empty] | 8.5 L/min |  | 10 to 35 | [10 empty] | 177 to 415 | [18 empty] | Life Sciences, Scientific | Confocal Microscopy, Flow Cytometry, Laser Doppler, Velocimetry | Fluorescence, Excitation, Dye Laser, Ti:Sapphire Laser | https://www.coherent.com/lasers/laser/ion-lasers/innova-90 | 2017-09-01
185 | Innova 90C-A6 | Innova 90C | Laser | CW |  | Ion | 70, 420, 2400, 480, 720, 1800, 720, 240, 180, 420, 140 | 2330 | 70 | 2400 |  |  |  |  | 3-phase with ground |  | Light Regulation: ±0.5% (Argon)/ ±0.5% (Krypton), Current Regulation: ±3% (Argon)/ ±3% (Krypton) | [8 empty] | Yes | Visible - IR | 454.5 | 1090 | 635.5 | [12 empty] | 50 | [8 empty] | 208 vac ±10%, 50 or 60 Hz | [13 empty] | Aragon: 1.5, Krypton: 1.5 | Argon: 0.5, Krypton: 0.8 | [12 empty] | Argon: 1.4, Krypton: 1.1 |  |  | Argon: 1.5, Krypton: 1.27 | Argon: 1.14, Krypton: 1.14 | Argon: 1.16, Krypton: 1.16 | [17 empty] | Light Regulation: 0.2% (Argon)/ 0.2% (Krypton) | [12 empty] | 42 | 66 | [10 empty] | 66 | 39 | [18 empty] | 8.5 L/min |  | 10 to 35 | [10 empty] | 177 to 415 | [18 empty] | Life Sciences, Scientific | Confocal Microscopy, Flow Cytometry, Laser Doppler, Velocimetry | Fluorescence, Excitation, Dye Laser, Ti:Sapphire Laser | https://www.coherent.com/lasers/laser/ion-lasers/innova-90 | 2017-09-01
186 | Innova 90C-A6 | Innova 90C | Laser | CW |  | Ion | 500 | [7 empty] | 3-phase with ground |  | Light Regulation: ±0.5% (Argon)/ ±0.5% (Krypton), Current Regulation: ±3% (Argon)/ ±3% (Krypton) | [8 empty] | Yes | Deep UV | 333.6 | 363.8 | 30.2 | [12 empty] | 50 | [8 empty] | 208 vac ±10%, 50 or 60 Hz | [13 empty] | Aragon: 1.5, Krypton: 1.5 | Argon: 0.5, Krypton: 0.8 | [12 empty] | Argon: 1.4, Krypton: 1.1 |  |  | Argon: 1.5, Krypton: 1.27 | Argon: 1.14, Krypton: 1.14 | Argon: 1.16, Krypton: 1.16 | [17 empty] | Light Regulation: 0.2% (Argon)/ 0.2% (Krypton) | [12 empty] | 42 | 66 | [10 empty] | 66 | 39 | [18 empty] | 8.5 L/min |  | 10 to 35 | [10 empty] | 177 to 415 | [18 empty] | Life Sciences, Scientific | Confocal Microscopy, Flow Cytometry, Laser Doppler, Velocimetry | Fluorescence, Excitation, Dye Laser, Ti:Sapphire Laser | https://www.coherent.com/lasers/laser/ion-lasers/innova-90 | 2017-09-01
187 | Innova 90C-K | Innova 90C | Laser | CW |  | Ion | 100, 120, 600, 150, 200, 70, 30, 50 | 570 | 30 | 600 |  |  |  |  | 3-phase with ground |  | Light Regulation: ±0.5% (Argon)/ ±0.5% (Krypton), Current Regulation: ±3% (Argon)/ ±3% (Krypton) | [8 empty] | Yes | Visible - Near IR | 476.5 | 752.5 | 276 | [12 empty] | 50 | [8 empty] | 208 vac ±10%, 50 or 60 Hz | [13 empty] | Aragon: 1.5, Krypton: 1.5 | Argon: 0.5, Krypton: 0.8 | [12 empty] | Argon: 1.4, Krypton: 1.1 |  |  | Argon: 1.5, Krypton: 1.27 | Argon: 1.14, Krypton: 1.14 | Argon: 1.16, Krypton: 1.16 | [17 empty] | Light Regulation: 0.2% (Argon)/ 0.2% (Krypton) | [12 empty] | 42 | 66 | [10 empty] | 66 | 39 | [18 empty] | 8.5 L/min |  | 10 to 35 | [10 empty] | 177 to 415 | [18 empty] | Life Sciences, Scientific | Confocal Microscopy, Flow Cytometry, Laser Doppler, Velocimetry | Fluorescence, Excitation, Dye Laser, Ti:Sapphire Laser | https://www.coherent.com/lasers/laser/ion-lasers/innova-90 | 2017-09-01
188 | Innova 90C-K | Innova 90C | Laser | CW |  | Ion | 30 | [7 empty] | 3-phase with ground |  | Light Regulation: ±0.5% (Argon)/ ±0.5% (Krypton), Current Regulation: ±3% (Argon)/ ±3% (Krypton) | [8 empty] | Yes | Near IR | 793.1 | 799.3 | 6.2 | [12 empty] | 50 | [8 empty] | 208 vac ±10%, 50 or 60 Hz | [13 empty] | Aragon: 1.5, Krypton: 1.5 | Argon: 0.5, Krypton: 0.8 | [12 empty] | Argon: 1.4, Krypton: 1.1 |  |  | Argon: 1.5, Krypton: 1.27 | Argon: 1.14, Krypton: 1.14 | Argon: 1.16, Krypton: 1.16 | [17 empty] | Light Regulation: 0.2% (Argon)/ 0.2% (Krypton) | [12 empty] | 42 | 66 | [10 empty] | 66 | 39 | [18 empty] | 8.5 L/min |  | 10 to 35 | [10 empty] | 177 to 415 | [18 empty] | Life Sciences, Scientific | Confocal Microscopy, Flow Cytometry, Laser Doppler, Velocimetry | Fluorescence, Excitation, Dye Laser, Ti:Sapphire Laser | https://www.coherent.com/lasers/laser/ion-lasers/innova-90 | 2017-09-01
189 | Innova 90C-K | Innova 90C | Laser | CW |  | Ion | 250 | [7 empty] | 3-phase with ground |  | Light Regulation: ±0.5% (Argon)/ ±0.5% (Krypton), Current Regulation: ±3% (Argon)/ ±3% (Krypton) | [8 empty] | Yes | Near IR | 752.5 | 799.3 | 46.8 | [12 empty] | 50 | [8 empty] | 208 vac ±10%, 50 or 60 Hz | [13 empty] | Aragon: 1.5, Krypton: 1.5 | Argon: 0.5, Krypton: 0.8 | [12 empty] | Argon: 1.4, Krypton: 1.1 |  |  | Argon: 1.5, Krypton: 1.27 | Argon: 1.14, Krypton: 1.14 | Argon: 1.16, Krypton: 1.16 | [17 empty] | Light Regulation: 0.2% (Argon)/ 0.2% (Krypton) | [12 empty] | 42 | 66 | [10 empty] | 66 | 39 | [18 empty] | 8.5 L/min |  | 10 to 35 | [10 empty] | 177 to 415 | [18 empty] | Life Sciences, Scientific | Confocal Microscopy, Flow Cytometry, Laser Doppler, Velocimetry | Fluorescence, Excitation, Dye Laser, Ti:Sapphire Laser | https://www.coherent.com/lasers/laser/ion-lasers/innova-90 | 2017-09-01
190 | Innova 90C-K | Innova 90C | Laser | CW |  | Ion | 150 | [7 empty] | 3-phase with ground |  | Light Regulation: ±0.5% (Argon)/ ±0.5% (Krypton), Current Regulation: ±3% (Argon)/ ±3% (Krypton) | [8 empty] | Yes | Visible | 406.7 | 415.4 | 8.7 | [12 empty] | 50 | [8 empty] | 208 vac ±10%, 50 or 60 Hz | [13 empty] | Aragon: 1.5, Krypton: 1.5 | Argon: 0.5, Krypton: 0.8 | [12 empty] | Argon: 1.4, Krypton: 1.1 |  |  | Argon: 1.5, Krypton: 1.27 | Argon: 1.14, Krypton: 1.14 | Argon: 1.16, Krypton: 1.16 | [17 empty] | Light Regulation: 0.2% (Argon)/ 0.2% (Krypton) | [12 empty] | 42 | 66 | [10 empty] | 66 | 39 | [18 empty] | 8.5 L/min |  | 10 to 35 | [10 empty] | 177 to 415 | [18 empty] | Life Sciences, Scientific | Confocal Microscopy, Flow Cytometry, Laser Doppler, Velocimetry | Fluorescence, Excitation, Dye Laser, Ti:Sapphire Laser | https://www.coherent.com/lasers/laser/ion-lasers/innova-90 | 2017-09-01
191 | Innova 90C-K | Innova 90C | Laser | CW |  | Ion | 150 | [7 empty] | 3-phase with ground |  | Light Regulation: ±0.5% (Argon)/ ±0.5% (Krypton), Current Regulation: ±3% (Argon)/ ±3% (Krypton) | [8 empty] | Yes | Deep UV | 337.5 | 356.4 | 18.9 | [12 empty] | 50 | [8 empty] | 208 vac ±10%, 50 or 60 Hz | [13 empty] | Aragon: 1.5, Krypton: 1.5 | Argon: 0.5, Krypton: 0.8 | [12 empty] | Argon: 1.4, Krypton: 1.1 |  |  | Argon: 1.5, Krypton: 1.27 | Argon: 1.14, Krypton: 1.14 | Argon: 1.16, Krypton: 1.16 | [17 empty] | Light Regulation: 0.2% (Argon)/ 0.2% (Krypton) | [12 empty] | 42 | 66 | [10 empty] | 66 | 39 | [18 empty] | 8.5 L/min |  | 10 to 35 | [10 empty] | 177 to 415 | [18 empty] | Life Sciences, Scientific | Confocal Microscopy, Flow Cytometry, Laser Doppler, Velocimetry | Fluorescence, Excitation, Dye Laser, Ti:Sapphire Laser | https://www.coherent.com/lasers/laser/ion-lasers/innova-90 | 2017-09-01
192 | Innova Sabre | Innova Sabre | Laser | CW |  | Ion |  | 9800 | 200 | 10000 | [15 empty] | Yes | Deep UV - Near IR | 337.5 | 799.3 | 461.8 | [35 empty] | <2.1 | <0.5 | [47 empty] | 2140 x 203.2 x 190.5 | 109 | 195 | [62 empty] | Graphic Arts, Microelectronics, Scientific | Holography, Laser Direct Imaging (LDI), Lithography | Photographic Film, Photoresist, Dye Laser, Ti:Sapphire Laser, Plastic, Paper, Fluorescence Excitation | https://www.coherent.com/lasers/laser/innova-sabre | 2017-10-11
193 | Innova Sabre DBW-10 | Innova Sabre | Laser | CW |  | Ion | 200, 200, 400, 800, 800, 800, 1200, 1200, 4000, 5000 | 4800 | 200 | 5000 | [15 empty] | Yes | Visible | 454.5 | 528.7 | 74.2 | [35 empty] | 2.1 | 0.35 | [47 empty] | 2140 x 203.2 x 190.5 | 109 | 195 | [62 empty] | Graphic Arts, Microelectronics, Scientific | Holography, Laser Direct Imaging (LDI), Lithography | Photographic Film, Photoresist, Dye Laser, Ti:Sapphire Laser, Plastic, Paper, Fluorescence Excitation | https://www.coherent.com/lasers/laser/innova-sabre | 2017-09-01
194 | Innova Sabre DBW-15 | Innova Sabre | Laser | CW |  | Ion | 400, 400, 600, 1000, 1000, 1200, 1800, 1800, 6000, 7000 | 6600 | 400 | 7000 | [15 empty] | Yes | Visible | 454.5 | 528.7 | 74.2 | [35 empty] | 2.1 | 0.35 | [47 empty] | 2140 x 203.2 x 190.5 | 109 | 195 | [62 empty] | Graphic Arts, Microelectronics, Scientific | Holography, Laser Direct Imaging (LDI), Lithography | Photographic Film, Photoresist, Dye Laser, Ti:Sapphire Laser, Plastic, Paper, Fluorescence Excitation | https://www.coherent.com/lasers/laser/innova-sabre | 2017-09-01
195 | Innova Sabre DBW-20 | Innova Sabre | Laser | CW |  | Ion | 600, 600, 1000, 1400, 1400, 1400, 2400, 2400, 7000, 9000 | 8400 | 600 | 9000 | [15 empty] | Yes | Visible | 454.5 | 528.7 | 74.2 | [35 empty] | 2.1 | 0.35 | [47 empty] | 2140 x 203.2 x 190.5 | 109 | 195 | [62 empty] | Graphic Arts, Microelectronics, Scientific | Holography, Laser Direct Imaging (LDI), Lithography | Photographic Film, Photoresist, Dye Laser, Ti:Sapphire Laser, Plastic, Paper, Fluorescence Excitation | https://www.coherent.com/lasers/laser/innova-sabre | 2017-09-01
196 | Innova Sabre DBW-25 | Innova Sabre | Laser | CW |  | Ion | 800, 800, 1300, 1500, 1800, 1800, 3000, 3000, 8000, 10000 | 9200 | 800 | 10000 | [15 empty] | Yes | Visible | 454.5 | 528.7 | 74.2 | [35 empty] | 2.1 | 0.35 | [47 empty] | 2140 x 203.2 x 190.5 | 109 | 195 | [62 empty] | Graphic Arts, Microelectronics, Scientific | Holography, Laser Direct Imaging (LDI), Lithography | Photographic Film, Photoresist, Dye Laser, Ti:Sapphire Laser, Plastic, Paper, Fluorescence Excitation | https://www.coherent.com/lasers/laser/innova-sabre | 2017-09-01
197 | Innova Sabre TSM-10 | Innova Sabre | Laser | CW |  | Ion | 100, 200, 800, 800, 1200, 1200, 4000, 5000 | 4900 | 100 | 5000 | [15 empty] | Yes | Visible | 457.9 | 514.5 | 56.6 | [35 empty] | 2.1 | 0.35 | [47 empty] | 2140 x 203.2 x 190.5 | 109 | 195 | [62 empty] | Graphic Arts, Microelectronics, Scientific | Holography, Laser Direct Imaging (LDI), Lithography | Photographic Film, Photoresist, Dye Laser, Ti:Sapphire Laser, Plastic, Paper, Fluorescence Excitation | https://www.coherent.com/lasers/laser/innova-sabre | 2017-09-01
198 | Innova Sabre TSM-15 | Innova Sabre | Laser | CW |  | Ion | 400, 500, 1000, 1200, 1800, 1800, 6000, 7000 | 6800 | 200 | 7000 | [15 empty] | Yes | Visible | 457.9 | 514.5 | 56.6 | [35 empty] | 2.1 | 0.35 | [47 empty] | 2140 x 203.2 x 190.5 | 109 | 195 | [62 empty] | Graphic Arts, Microelectronics, Scientific | Holography, Laser Direct Imaging (LDI), Lithography | Photographic Film, Photoresist, Dye Laser, Ti:Sapphire Laser, Plastic, Paper, Fluorescence Excitation | https://www.coherent.com/lasers/laser/innova-sabre | 2017-09-01
199 | Innova Sabre TSM-20 | Innova Sabre | Laser | CW |  | Ion | 300, 600, 1000, 1400, 1400, 2400, 2400, 7000, 9000 | 8700 | 300 | 9000 | [15 empty] | Yes | Visible | 454.5 | 514.5 | 60 | [35 empty] | 2.1 | 0.35 | [47 empty] | 2140 x 203.2 x 190.5 | 109 | 195 | [62 empty] | Graphic Arts, Microelectronics, Scientific | Holography, Laser Direct Imaging (LDI), Lithography | Photographic Film, Photoresist, Dye Laser, Ti:Sapphire Laser, Plastic, Paper, Fluorescence Excitation | https://www.coherent.com/lasers/laser/innova-sabre | 2017-09-01