## sheet
1 | Azure | Azure | Laser | CW |  | DPSS | 230 | 130 | 100 | 230 |  |  | 600 | [13 empty] | <1% over 8 hrs | [5 empty] | Air-cooled | [6 empty] | Yes | Deep UV | 266 | [51 empty] | RS-232 | [7 empty] | 1000 | [20 empty] | ±25% of Rayleigh range | [5 empty] | <0.42 | [13 empty] | M^2x <1.3, M^2y<1.3 | <1.3 |  |  | 1.05 ± 0.2 |  |  | Front bezel ± 25% of Rayleigh range | [10 empty] | 0.9 to 1.1 | [6 empty] | 1.5% for 1 sec between 10 Hz and 100 MHz | Vertical, linear, 200:1 |  |  |  |  | ±5 |  | <0.3% between 10Hz and 100 MHz |  |  | TEM00 | [21 empty] | 436 x 210 x 393 | 17.5 | [9 empty] | 592 x 367 x 177 | 48 | [5 empty] | 451 x 479 x 95 | 10 | [7 empty] | 31.5 | [10 empty] | 3.8 | [14 empty] | 45 | [28 empty] | +15 to +30℃ operating, stabilized to 2℃ in a non-condensing environment |  | Horizontal ± 2º | [6 empty] | -20℃ to +50℃ shipping in a non-condensing environment | [5 empty] | Cold Start: <120 min, From Standby: <5 min, From Crystal Shift: <2 min | [44 empty] | Closed-loop chiller for baseplate | [18 empty] | Laser Inspection, Wafer and Reticle Inspection | Fiber Bragg Grating, Semiconductor, Inspection |  | https://www.coherent.com/lasers/laser/diode-pumped-solid-state-lasers/continuous-wave-cw/azure |  | 2017-09-01
2 | ColdRay Lasers | ColdRay Lasers | Laser | CW |  | Diode |  | 130 | 20 | 150 | [16 empty] | <=±0.5% in 1 hr at 25℃, <=±1% in 24 hrs at 25℃ | [12 empty] | Yes | UV - Visible | 375 | 660 | 285 | <10 | <10 | [40 empty] | 5±10% at 2A max (typical 1A) | [33 empty] | Rise/fall time (µs): 5 (faster response time available upon demand) | [22 empty] | <=1.2 | [8 empty] | <0.8 | [14 empty] | <1% between 20 Hz to 20 MHz |  | TE |  |  | >=17 | <10 |  | <0.5% between 20 Hz to 20MHz |  |  | TEM00 | [32 empty] | 82.55 x 26.1 x 38.1 | [68 empty] | 0 to 40 | [11 empty] | -20 to 60℃ | [8 empty] | Non-condensing | [53 empty] | Atmospheric | [5 empty] | Machine Vision, Life Sciences | 3D Contour Mapping, 3D Proofing and Mapping, Automotive Alignment, Bio-Detection, Confocal Microscopy, Flow Cytometry, Food Inspection, Industrial Inspection, Positioning and Visualization, Spectroscopy, Transportation |  | https://www.coherent.com/lasers/laser/machine-vision-structured-light-lasers/coldray-lasers |  | 2017-10-11
3 | ColdRay-375 | ColdRay Lasers | Laser | CW |  | Diode | 20 |  |  | 20 | [15 empty] | 15 | <=±0.5% in 1 hr at 25℃, <=±1% in 24 hrs at 25℃ | [12 empty] | Yes | UV | 375 |  |  | 5 | 5 | [40 empty] | 5±10% at 2A max (typical 1A) | [33 empty] | Rise/fall time (µs): 5 (faster response time available upon demand) | [22 empty] | <=1.2 | [8 empty] | <0.6 | [14 empty] | <1% between 20 Hz to 20 MHz |  | TE |  |  | >=17 | <10 |  | <0.5% between 20 Hz to 20MHz |  |  | TEM00 | [32 empty] | 82.55 x 26.1 x 38.1 | [68 empty] | 0 to 40 | [11 empty] | -20 to 60℃ | [8 empty] | Non-condensing | [53 empty] | Atmospheric | [5 empty] | Machine Vision, Life Sciences | 3D Contour Mapping, 3D Proofing and Mapping, Automotive Alignment, Bio-Detection, Confocal Microscopy, Flow Cytometry, Food Inspection, Industrial Inspection, Positioning and Visualization, Spectroscopy, Transportation |  | https://www.coherent.com/lasers/laser/machine-vision-structured-light-lasers/coldray-lasers |  | 2017-09-01
4 | ColdRay-405 | ColdRay Lasers | Laser | CW |  | Diode | 120 | 115 | 5 | 120 | [15 empty] | 90 | <=±0.5% in 1 hr at 25℃, <=±1% in 24 hrs at 25℃ | [12 empty] | Yes | Violet | 405 |  |  | 8 | 5 | [40 empty] | 5±10% at 2A max (typical 1A) | [33 empty] | Rise/fall time (µs): 5 (faster response time available upon demand) | [22 empty] | <=1.2 | [8 empty] | <0.6 | [14 empty] | <1% between 20 Hz to 20 MHz |  | TE |  |  | >=17 | <10 |  | <0.5% between 20 Hz to 20MHz |  |  | TEM00 | [32 empty] | 82.55 x 26.1 x 38.1 | [68 empty] | 0 to 40 | [11 empty] | -20 to 60℃ | [8 empty] | Non-condensing | [53 empty] | Atmospheric | [5 empty] | Machine Vision, Life Sciences | 3D Contour Mapping, 3D Proofing and Mapping, Automotive Alignment, Bio-Detection, Confocal Microscopy, Flow Cytometry, Food Inspection, Industrial Inspection, Positioning and Visualization, Spectroscopy, Transportation |  | https://www.coherent.com/lasers/laser/machine-vision-structured-light-lasers/coldray-lasers |  | 2017-09-01
5 | ColdRay-445 | ColdRay Lasers | Laser | CW |  | Diode | 50 |  |  | 50 | [15 empty] | 35 | <=±0.5% in 1 hr at 25℃, <=±1% in 24 hrs at 25℃ | [12 empty] | Yes | Visible | 445 |  |  | 5 | 5 | [40 empty] | 5±10% at 2A max (typical 1A) | [33 empty] | Rise/fall time (µs): 5 (faster response time available upon demand) | [22 empty] | <=1.2 | [8 empty] | <0.7 | [14 empty] | <1% between 20 Hz to 20 MHz |  | TE |  |  | >=17 | <10 |  | <0.5% between 20 Hz to 20MHz |  |  | TEM00 | [32 empty] | 82.55 x 26.1 x 38.1 | [68 empty] | 0 to 40 | [11 empty] | -20 to 60℃ | [8 empty] | Non-condensing | [53 empty] | Atmospheric | [5 empty] | Machine Vision, Life Sciences | 3D Contour Mapping, 3D Proofing and Mapping, Automotive Alignment, Bio-Detection, Confocal Microscopy, Flow Cytometry, Food Inspection, Industrial Inspection, Positioning and Visualization, Spectroscopy, Transportation |  | https://www.coherent.com/lasers/laser/machine-vision-structured-light-lasers/coldray-lasers |  | 2017-09-01
6 | ColdRay-473 | ColdRay Lasers | Laser | CW |  | Diode | 20 |  |  | 20 | [15 empty] | 15 | <=±0.5% in 1 hr at 25℃, <=±1% in 24 hrs at 25℃ | [12 empty] | Yes | Visible | 473 |  |  | 5 | 5 | [40 empty] | 5±10% at 2A max (typical 1A) | [33 empty] | Rise/fall time (µs): 5 (faster response time available upon demand) | [22 empty] | <=1.2 | [8 empty] | <0.7 | [14 empty] | <1% between 20 Hz to 20 MHz |  | TE |  |  | >=17 | <10 |  | <0.5% between 20 Hz to 20MHz |  |  | TEM00 | [32 empty] | 82.55 x 26.1 x 38.1 | [68 empty] | 0 to 40 | [11 empty] | -20 to 60℃ | [8 empty] | Non-condensing | [53 empty] | Atmospheric | [5 empty] | Machine Vision, Life Sciences | 3D Contour Mapping, 3D Proofing and Mapping, Automotive Alignment, Bio-Detection, Confocal Microscopy, Flow Cytometry, Food Inspection, Industrial Inspection, Positioning and Visualization, Spectroscopy, Transportation |  | https://www.coherent.com/lasers/laser/machine-vision-structured-light-lasers/coldray-lasers |  | 2017-09-01
7 | ColdRay-640 | ColdRay Lasers | Laser | CW |  | Diode | 80 | 75 | 5 | 80 | [15 empty] | 60 | <=±0.5% in 1 hr at 25℃, <=±1% in 24 hrs at 25℃ | [12 empty] | Yes | Visible | 640 |  |  | 5 | 5 | [40 empty] | 5±10% at 2A max (typical 1A) | [33 empty] | Rise/fall time (µs): 5 (faster response time available upon demand) | [22 empty] | <=1.2 | [8 empty] | <0.8 | [14 empty] | <1% between 20 Hz to 20 MHz |  | TE |  |  | >=17 | <10 |  | <0.5% between 20 Hz to 20MHz |  |  | TEM00 | [32 empty] | 82.55 x 26.1 x 38.1 | [68 empty] | 0 to 40 | [11 empty] | -20 to 60℃ | [8 empty] | Non-condensing | [53 empty] | Atmospheric | [5 empty] | Machine Vision, Life Sciences | 3D Contour Mapping, 3D Proofing and Mapping, Automotive Alignment, Bio-Detection, Confocal Microscopy, Flow Cytometry, Food Inspection, Industrial Inspection, Positioning and Visualization, Spectroscopy, Transportation |  | https://www.coherent.com/lasers/laser/machine-vision-structured-light-lasers/coldray-lasers |  | 2017-09-01
8 | ColdRay-660 | ColdRay Lasers | Laser | CW |  | Diode | 150 | 115 | 35 | 150 | [15 empty] | 75 | <=±0.5% in 1 hr at 25℃, <=±1% in 24 hrs at 25℃ | [12 empty] | Yes | Visible | 660 |  |  | 10 | 10 | [40 empty] | 5±10% at 2A max (typical 1A) | [33 empty] | Rise/fall time (µs): 5 (faster response time available upon demand) | [22 empty] | <=1.2 | [8 empty] | <0.8 | [14 empty] | <1% between 20 Hz to 20 MHz |  | TE |  |  | >=17 | <10 |  | <0.5% between 20 Hz to 20MHz |  |  | TEM00 | [32 empty] | 82.55 x 26.1 x 38.1 | [68 empty] | 0 to 40 | [11 empty] | -20 to 60℃ | [8 empty] | Non-condensing | [53 empty] | Atmospheric | [5 empty] | Machine Vision, Life Sciences | 3D Contour Mapping, 3D Proofing and Mapping, Automotive Alignment, Bio-Detection, Confocal Microscopy, Flow Cytometry, Food Inspection, Industrial Inspection, Positioning and Visualization, Spectroscopy, Transportation |  | https://www.coherent.com/lasers/laser/machine-vision-structured-light-lasers/coldray-lasers |  | 2017-09-01
9 | Compass 115M | Compass | Laser | CW |  | DPSS | 5, 10, 15, 20 | 15 | 5 | 20 |  |  |  |  | <10 | [11 empty] | <5% over 8 hrs | [12 empty] | Yes | Visible | 532 | [57 empty] | 5 | 6 | <15 | 15 | [20 empty] | ±2.5 |  |  | 0.32 ± 15% |  | <3 | [12 empty] | ±1 |  | <1.2 | [12 empty] | >90%, <1.1:1 | [11 empty] | 100:1, vertical |  |  |  |  | <6 |  | <0.5% between 10 Hz to 1 MHz) |  | TEM00 | [32 empty] | 0.25 | 100 x 55 x 33.5 | 0.15 | [10 empty] | 138 x 40 x 40 | 0.1 |  | 174 x 107 x 43 | 0.7 | [5 empty] | 140 x 92.5 x 14.5 | 0.2 |  |  |  | 1 | [37 empty] | 45 | [15 empty] | -20 to 60℃ |  |  |  |  | <5 | [32 empty] | FieldMax-TO | [27 empty] | OP-2VIS |  |  | Life Sciences | Bio-Medical Research, Cell Research, Confocal Microscopy, Flow Cytometry | Fluorescence, Excitation | https://www.coherent.com/lasers/laser/compass-lasers/compass-115m |  | 2017-09-01
10 | CUBE | CUBE | Laser | CW |  | Diode |  | 84 | 16 | 100 | [16 empty] | <±2% ober 8 hrs | [6 empty] | 100 to 240, 50 to 60 Hz | <=15 |  |  |  |  | Yes | UV - Near IR | 375 | 730 | 355 | [43 empty] | <2.5 | [11 empty] | 4.8 | 6.5 | <15 | 15 |  |  |  | >10000:1 | <5000 (10% to 90%) | <=350 |  | <5000 (10% to 90%) | [5 empty] | <=3 nsec (10% to 90%) |  | <= 2 (10% to 90%) |  |  |  |  | <5 | <1:1.2 |  | <1.4 |  | <1 | [12 empty] | <1 |  | <1.3 | [24 empty] | Min 100:1, Vertical ±5º |  |  |  |  | <6 |  | <=0.15% between 20 Hz to 10 MHz, <1% between 10 MHz to 500 MHz |  | TEM00 |  |  |  | Digital, Analog, and PC Control | [20 empty] | 138 x 62 x 26 | 0.12 | [6 empty] | 0.08 | 100 x 40 x 40 | 0.3 |  |  |  | 127 x 66 x 44 | 0.4 | [8 empty] | 87 x 47 x 32 | 0.22 | [10 empty] | 0.254-0.406 | 1.8 | 0.1 |  |  |  |  | 13 |  |  |  |  | +10 to 50 | [41 empty] | -20 to 60℃ |  |  |  |  | <5 | [28 empty] | Class IIIb | [8 empty] | Level 4 | [5 empty] | Max Bandwidth: 130 kHz), Rise/fall time (10% to 90%): <1 µs, Modulation depth (∞, complete On/Off) | [19 empty] | Confocal Microscopy, DNA Sequencing, Flow Cytometry, Medical Imaging and Instrumentation |  |  | https://www.coherent.com/lasers/laser/cw-solid-state-lasers/cube-lasers/ |  | 2017-10-11
11 | CUBE 375-16C | CUBE | Laser | CW | 1112774 | Diode | 16 | [19 empty] | <±2% ober 8 hrs | [6 empty] | 100 to 240, 50 to 60 Hz | <15 |  |  |  |  | Yes | UV | 375 | [45 empty] | <2.5 | [11 empty] | 4.8 | 6.5 | <15 | 15 |  |  |  | >10000:1 at 0 Hz, >250:1 at 150 MHz | <5000 (10% to 90%) | <=70 |  | <5000 (10% to 90%) | [5 empty] | <2 nsec (10% to 90%) | 150 | < 2 (10% to 90%) |  |  |  |  | <5 | <1:1.2 |  | 1.1 |  | 0.5 | [12 empty] | <1 |  | <1.3 | [24 empty] | Min 100:1, Vertical ±5º |  |  |  |  | <6 |  | <=0.15% between 20 Hz to 10 MHz, <1% between 10 MHz to 500 MHz |  | TEM00 |  |  |  | Digital, Analog, and PC Control | [20 empty] | 138 x 62 x 26 | 0.12 | [6 empty] | 0.08 | 100 x 40 x 40 | 0.3 |  |  |  | 127 x 66 x 44 | 0.4 | [8 empty] | 87 x 47 x 32 | 0.22 | [10 empty] | 0.254-0.406 | 1.8 | 0.1 |  |  |  |  | 13 |  |  |  |  | +10 to 50 | [41 empty] | -20 to 60℃ |  |  |  |  | <5 | [28 empty] | Class IIIb | [8 empty] | Level 4 | [5 empty] | Max Bandwidth: 130 kHz), Rise/fall time (10% to 90%): <1 µs, Modulation depth (∞, complete On/Off) | [19 empty] | Confocal Microscopy, DNA Sequencing, Flow Cytometry, Medical Imaging and Instrumentation |  |  | https://www.coherent.com/lasers/laser/cw-solid-state-lasers/cube-lasers/ |  | 2017-09-01
12 | CUBE 405-50C | CUBE | Laser | CW | 1174298 | Diode | 50 | [19 empty] | <±2% ober 8 hrs | [6 empty] | 100 to 240, 50 to 60 Hz | <15 |  |  |  |  | Yes | Violet | 405 | [45 empty] | <2.5 | [11 empty] | 4.8 | 6.5 | <15 | 15 |  |  |  | >10000:1 at 0 Hz, >250:1 at 150 MHz | <1000 (10% to 90%) | <=350 |  | <1000 (10% to 90%) | [5 empty] | <2 nsec (10% to 90%) | 150 | < 2 (10% to 90%) |  |  |  |  | <5 | <1:1.2 |  | 1.4 |  | 0.4 | [12 empty] | <1 |  | <1.3 | [24 empty] | Min 100:1, Vertical ±5º |  |  |  |  | <6 |  | <=0.15% between 20 Hz to 10 MHz, <1% between 10 MHz to 500 MHz |  | TEM00 |  |  |  | Digital, Analog, and PC Control | [20 empty] | 138 x 62 x 26 | 0.12 | [6 empty] | 0.08 | 100 x 40 x 40 | 0.3 |  |  |  | 127 x 66 x 44 | 0.4 | [8 empty] | 87 x 47 x 32 | 0.22 | [10 empty] | 0.254-0.406 | 1.8 | 0.1 |  |  |  |  | 13 |  |  |  |  | +10 to 50 | [41 empty] | -20 to 60℃ |  |  |  |  | <5 | [28 empty] | Class IIIb | [8 empty] | Level 4 | [5 empty] | Max Bandwidth: 130 kHz), Rise/fall time (10% to 90%): <1 µs, Modulation depth (∞, complete On/Off) | [19 empty] | Confocal Microscopy, DNA Sequencing, Flow Cytometry, Medical Imaging and Instrumentation |  |  | https://www.coherent.com/lasers/laser/cw-solid-state-lasers/cube-lasers/ |  | 2017-09-01
13 | CUBE 405-100C | CUBE | Laser | CW | 1142279 | Diode | 100 | [19 empty] | <±2% ober 8 hrs | [6 empty] | 100 to 240, 50 to 60 Hz | <15 |  |  |  |  | Yes | Violet | 405 | [45 empty] | <2.5 | [11 empty] | 4.8 | 6.5 | <15 | 15 |  |  |  | >10000:1 at 0 Hz, >250:1 at 150 MHz | <1000 (10% to 90%) | <=350 |  | <1000 (10% to 90%) | [5 empty] | <2 nsec (10% to 90%) | 150 | < 2 (10% to 90%) |  |  |  |  | <5 | <1:1.2 |  | 1.4 |  | 0.4 | [12 empty] | <1 |  | <1.2 | [24 empty] | Min 100:1, Vertical ±5º |  |  |  |  | <6 |  | <=0.15% between 20 Hz to 10 MHz, <1% between 10 MHz to 500 MHz |  | TEM00 |  |  |  | Digital, Analog, and PC Control | [20 empty] | 138 x 62 x 26 | 0.12 | [6 empty] | 0.08 | 100 x 40 x 40 | 0.3 |  |  |  | 127 x 66 x 44 | 0.4 | [8 empty] | 87 x 47 x 32 | 0.22 | [10 empty] | 0.254-0.406 | 1.8 | 0.1 |  |  |  |  | 13 |  |  |  |  | +10 to 50 | [41 empty] | -20 to 60℃ |  |  |  |  | <5 | [28 empty] | Class IIIb | [8 empty] | Level 4 | [5 empty] | Max Bandwidth: 130 kHz), Rise/fall time (10% to 90%): <1 µs, Modulation depth (∞, complete On/Off) | [19 empty] | Confocal Microscopy, DNA Sequencing, Flow Cytometry, Medical Imaging and Instrumentation |  |  | https://www.coherent.com/lasers/laser/cw-solid-state-lasers/cube-lasers/ |  | 2017-09-01
14 | CUBE 445-40C | CUBE | Laser | CW | 1069418 | Diode | 40 | [19 empty] | <±2% ober 8 hrs | [6 empty] | 100 to 240, 50 to 60 Hz | <15 |  |  |  |  | Yes | Visible | 445 | [45 empty] | <2.5 | [11 empty] | 4.8 | 6.5 | <15 | 15 |  |  |  | >10000:1 at 0 Hz, >250:1 at 150 MHz | <1000 (10% to 90%) | <=350 |  | <1000 (10% to 90%) | [5 empty] | <3 nsec (10% to 90%) | 125 | < 2 (10% to 90%) |  |  |  |  | <5 | <1:1.2 |  | 1.1 |  | 0.6 | [12 empty] | <1 |  | <1.2 | [24 empty] | Min 100:1, Vertical ±5º |  |  |  |  | <6 |  | <=0.15% between 20 Hz to 10 MHz, <1% between 10 MHz to 500 MHz |  | TEM00 |  |  |  | Digital, Analog, and PC Control | [20 empty] | 138 x 62 x 26 | 0.12 | [6 empty] | 0.08 | 100 x 40 x 40 | 0.3 |  |  |  | 127 x 66 x 44 | 0.4 | [8 empty] | 87 x 47 x 32 | 0.22 | [10 empty] | 0.254-0.406 | 1.8 | 0.1 |  |  |  |  | 13 |  |  |  |  | +10 to 50 | [41 empty] | -20 to 60℃ |  |  |  |  | <5 | [28 empty] | Class IIIb | [8 empty] | Level 4 | [5 empty] | Max Bandwidth: 130 kHz), Rise/fall time (10% to 90%): <1 µs, Modulation depth (∞, complete On/Off) | [19 empty] | Confocal Microscopy, DNA Sequencing, Flow Cytometry, Medical Imaging and Instrumentation |  |  | https://www.coherent.com/lasers/laser/cw-solid-state-lasers/cube-lasers/ |  | 2017-09-01
15 | CUBE 488-50C | CUBE | Laser | CW | 1174040 | Diode | 50 | [19 empty] | <±2% ober 8 hrs | [6 empty] | 100 to 240, 50 to 60 Hz | <15 |  |  |  |  | Yes | Visible | 488 | [45 empty] | <2.5 | [11 empty] | 4.8 | 6.5 | <15 | 15 |  |  |  | >10000:1 at 0 Hz, >250:1 at 150 MHz | <1000 (10% to 90%) | <=350 |  | <1000 (10% to 90%) | [5 empty] | <3 nsec (10% to 90%) | 125 | < 2 (10% to 90%) |  |  |  |  | <5 | <1:1.2 |  | 1.3 |  | 0.6 | [12 empty] | <1 |  | <1.2 | [24 empty] | Min 100:1, Vertical ±5º |  |  |  |  | <6 |  | <=0.15% between 20 Hz to 10 MHz, <1% between 10 MHz to 500 MHz |  | TEM00 |  |  |  | Digital, Analog, and PC Control | [20 empty] | 138 x 62 x 26 | 0.12 | [6 empty] | 0.08 | 100 x 40 x 40 | 0.3 |  |  |  | 127 x 66 x 44 | 0.4 | [8 empty] | 87 x 47 x 32 | 0.22 | [10 empty] | 0.254-0.406 | 1.8 | 0.1 |  |  |  |  | 13 |  |  |  |  | +10 to 50 | [41 empty] | -20 to 60℃ |  |  |  |  | <5 | [28 empty] | Class IIIb | [8 empty] | Level 4 | [5 empty] | Max Bandwidth: 130 kHz), Rise/fall time (10% to 90%): <1 µs, Modulation depth (∞, complete On/Off) | [19 empty] | Confocal Microscopy, DNA Sequencing, Flow Cytometry, Medical Imaging and Instrumentation |  |  | https://www.coherent.com/lasers/laser/cw-solid-state-lasers/cube-lasers/ |  | 2017-09-01
16 | CUBE 640-40C | CUBE | Laser | CW | 1069417 | Diode | 40 | [19 empty] | <±2% ober 8 hrs | [6 empty] | 100 to 240, 50 to 60 Hz | <15 |  |  |  |  | Yes | Visible | 640 | [45 empty] | <2.5 | [11 empty] | 4.8 | 6.5 | <15 | 15 |  |  |  | >10000:1 at 0 Hz, >250:1 at 150 MHz | <1000 (10% to 90%) | <=350 |  | <1000 (10% to 90%) | [5 empty] | <2 nsec (10% to 90%) | 150 | < 2 (10% to 90%) |  |  |  |  | <5 | <1:1.2 |  | 1 |  | 1 | [12 empty] | <1 |  | <1.2 | [24 empty] | Min 100:1, Vertical ±5º |  |  |  |  | <6 |  | <=0.1% between 20 Hz to 10 MHz, <1% between 10 MHz to 500 MHz |  | TEM00 |  |  |  | Digital, Analog, and PC Control | [20 empty] | 138 x 62 x 26 | 0.12 | [6 empty] | 0.08 | 100 x 40 x 40 | 0.3 |  |  |  | 127 x 66 x 44 | 0.4 | [8 empty] | 87 x 47 x 32 | 0.22 | [10 empty] | 0.254-0.406 | 1.8 | 0.1 |  |  |  |  | 13 |  |  |  |  | +10 to 50 | [41 empty] | -20 to 60℃ |  |  |  |  | <5 | [28 empty] | Class IIIb | [8 empty] | Level 4 | [5 empty] | Max Bandwidth: 130 kHz), Rise/fall time (10% to 90%): <1 µs, Modulation depth (∞, complete On/Off) | [19 empty] | Confocal Microscopy, DNA Sequencing, Flow Cytometry, Medical Imaging and Instrumentation |  |  | https://www.coherent.com/lasers/laser/cw-solid-state-lasers/cube-lasers/ |  | 2017-09-01
17 | CUBE 640-100C | CUBE | Laser | CW | 1150205 | Diode | 100 | [19 empty] | <±2% ober 8 hrs | [6 empty] | 100 to 240, 50 to 60 Hz | <15 |  |  |  |  | Yes | Visible | 640 | [45 empty] | <2.5 | [11 empty] | 4.8 | 6.5 | <15 | 15 |  |  |  | >10000:1 at 0 Hz, >250:1 at 150 MHz | <1000 (10% to 90%) | <=350 |  | <1000 (10% to 90%) | [5 empty] | <2 nsec (10% to 90%) | 150 | < 2 (10% to 90%) |  |  |  |  | <5 | <1:1.2 |  | 1 |  | 1 | [12 empty] | <1 |  | <1.2 | [24 empty] | Min 100:1, Vertical ±5º |  |  |  |  | <6 |  | <=0.1% between 20 Hz to 10 MHz, <1% between 10 MHz to 500 MHz |  | TEM00 |  |  |  | Digital, Analog, and PC Control | [20 empty] | 138 x 62 x 26 | 0.12 | [6 empty] | 0.08 | 100 x 40 x 40 | 0.3 |  |  |  | 127 x 66 x 44 | 0.4 | [8 empty] | 87 x 47 x 32 | 0.22 | [10 empty] | 0.254-0.406 | 1.8 | 0.1 |  |  |  |  | 13 |  |  |  |  | +10 to 50 | [41 empty] | -20 to 60℃ |  |  |  |  | <5 | [28 empty] | Class IIIb | [8 empty] | Level 4 | [5 empty] | Max Bandwidth: 130 kHz), Rise/fall time (10% to 90%): <1 µs, Modulation depth (∞, complete On/Off) | [19 empty] | Confocal Microscopy, DNA Sequencing, Flow Cytometry, Medical Imaging and Instrumentation |  |  | https://www.coherent.com/lasers/laser/cw-solid-state-lasers/cube-lasers/ |  | 2017-09-01
18 | CUBE 647-100C | CUBE | Laser | CW | 1190357 | Diode | 100 | [19 empty] | <±2% ober 8 hrs | [6 empty] | 100 to 240, 50 to 60 Hz | <15 |  |  |  |  | Yes | Visible | 647 | [45 empty] | <2.5 | [11 empty] | 4.8 | 6.5 | <15 | 15 |  |  |  | >10000:1 at 0 Hz, >250:1 at 150 MHz | <1000 (10% to 90%) | <=350 |  | <1000 (10% to 90%) | [5 empty] | <2 nsec (10% to 90%) | 150 | < 2 (10% to 90%) |  |  |  |  | <5 | <1:1.2 |  | 1 |  | 1 | [12 empty] | <1 |  | <1.2 | [24 empty] | Min 100:1, Vertical ±5º |  |  |  |  | <6 |  | <=0.1% between 20 Hz to 10 MHz, <1% between 10 MHz to 500 MHz |  | TEM00 |  |  |  | Digital, Analog, and PC Control | [20 empty] | 138 x 62 x 26 | 0.12 | [6 empty] | 0.08 | 100 x 40 x 40 | 0.3 |  |  |  | 127 x 66 x 44 | 0.4 | [8 empty] | 87 x 47 x 32 | 0.22 | [10 empty] | 0.254-0.406 | 1.8 | 0.1 |  |  |  |  | 13 |  |  |  |  | +10 to 50 | [41 empty] | -20 to 60℃ |  |  |  |  | <5 | [28 empty] | Class IIIb | [8 empty] | Level 4 | [5 empty] | Max Bandwidth: 130 kHz), Rise/fall time (10% to 90%): <1 µs, Modulation depth (∞, complete On/Off) | [19 empty] | Confocal Microscopy, DNA Sequencing, Flow Cytometry, Medical Imaging and Instrumentation |  |  | https://www.coherent.com/lasers/laser/cw-solid-state-lasers/cube-lasers/ |  | 2017-09-01
19 | CUBE 660-60C | CUBE | Laser | CW | 1094060 | Diode | 60 | [19 empty] | <±2% ober 8 hrs | [6 empty] | 100 to 240, 50 to 60 Hz | <15 |  |  |  |  | Yes | Visible | 660 | [45 empty] | <2.5 | [11 empty] | 4.8 | 6.5 | <15 | 15 |  |  |  | >10000:1 at 0 Hz, >250:1 at 150 MHz | <1000 (10% to 90%) | <=350 |  | <1000 (10% to 90%) | [5 empty] | <2 nsec (10% to 90%) | 150 | < 2 (10% to 90%) |  |  |  |  | <5 | <1:1.2 |  | 1.4 |  | 0.6 | [12 empty] | <1 |  | <1.2 | [24 empty] | Min 100:1, Vertical ±5º |  |  |  |  | <6 |  | <=0.1% between 20 Hz to 10 MHz, <1% between 10 MHz to 500 MHz |  | TEM00 |  |  |  | Digital, Analog, and PC Control | [20 empty] | 138 x 62 x 26 | 0.12 | [6 empty] | 0.08 | 100 x 40 x 40 | 0.3 |  |  |  | 127 x 66 x 44 | 0.4 | [8 empty] | 87 x 47 x 32 | 0.22 | [10 empty] | 0.254-0.406 | 1.8 | 0.1 |  |  |  |  | 13 |  |  |  |  | +10 to 50 | [41 empty] | -20 to 60℃ |  |  |  |  | <5 | [28 empty] | Class IIIb | [8 empty] | Level 4 | [5 empty] | Max Bandwidth: 130 kHz), Rise/fall time (10% to 90%): <1 µs, Modulation depth (∞, complete On/Off) | [19 empty] | Confocal Microscopy, DNA Sequencing, Flow Cytometry, Medical Imaging and Instrumentation |  |  | https://www.coherent.com/lasers/laser/cw-solid-state-lasers/cube-lasers/ |  | 2017-09-01
20 | CUBE 660-100C | CUBE | Laser | CW | 1130061 | Diode | 100 | [19 empty] | <±2% ober 8 hrs | [6 empty] | 100 to 240, 50 to 60 Hz | <15 |  |  |  |  | Yes | Visible | 660 | [45 empty] | <2.5 | [11 empty] | 4.8 | 6.5 | <15 | 15 |  |  |  | >10000:1 at 0 Hz, >250:1 at 150 MHz | <1000 (10% to 90%) | <=350 |  | <1000 (10% to 90%) | [5 empty] | <2 nsec (10% to 90%) | 150 | < 2 (10% to 90%) |  |  |  |  | <5 | <1:1.2 |  | 1 |  | 1 | [12 empty] | <1 |  | <1.2 | [24 empty] | Min 100:1, Vertical ±5º |  |  |  |  | <6 |  | <=0.1% between 20 Hz to 10 MHz, <1% between 10 MHz to 500 MHz |  | TEM00 |  |  |  | Digital, Analog, and PC Control | [20 empty] | 138 x 62 x 26 | 0.12 | [6 empty] | 0.08 | 100 x 40 x 40 | 0.3 |  |  |  | 127 x 66 x 44 | 0.4 | [8 empty] | 87 x 47 x 32 | 0.22 | [10 empty] | 0.254-0.406 | 1.8 | 0.1 |  |  |  |  | 13 |  |  |  |  | +10 to 50 | [41 empty] | -20 to 60℃ |  |  |  |  | <5 | [28 empty] | Class IIIb | [8 empty] | Level 4 | [5 empty] | Max Bandwidth: 130 kHz), Rise/fall time (10% to 90%): <1 µs, Modulation depth (∞, complete On/Off) | [19 empty] | Confocal Microscopy, DNA Sequencing, Flow Cytometry, Medical Imaging and Instrumentation |  |  | https://www.coherent.com/lasers/laser/cw-solid-state-lasers/cube-lasers/ |  | 2017-09-01
21 | CUBE 730-30C | CUBE | Laser | CW | 1178855 | Diode | 30 | [19 empty] | <±2% ober 8 hrs | [6 empty] | 100 to 240, 50 to 60 Hz | <15 |  |  |  |  | Yes | Near IR | 730 | [45 empty] | <2.5 | [11 empty] | 4.8 | 6.5 | <15 | 15 |  |  |  | >10000:1 at 0 Hz, >250:1 at 150 MHz | <1000 (10% to 90%) | <=350 |  | <1000 (10% to 90%) | [5 empty] | <2 nsec (10% to 90%) | 150 | < 2 (10% to 90%) |  |  |  |  | <5 | <1:1.2 |  | 1.2 |  | 0.9 | [12 empty] | <1 |  | <1.2 | [24 empty] | Min 100:1, Vertical ±5º |  |  |  |  | <6 |  | <=0.1% between 20 Hz to 10 MHz, <1% between 10 MHz to 500 MHz |  | TEM00 |  |  |  | Digital, Analog, and PC Control | [20 empty] | 138 x 62 x 26 | 0.12 | [6 empty] | 0.08 | 100 x 40 x 40 | 0.3 |  |  |  | 127 x 66 x 44 | 0.4 | [8 empty] | 87 x 47 x 32 | 0.22 | [10 empty] | 0.254-0.406 | 1.8 | 0.1 |  |  |  |  | 13 |  |  |  |  | +10 to 50 | [41 empty] | -20 to 60℃ |  |  |  |  | <5 | [28 empty] | Class IIIb | [8 empty] | Level 4 | [5 empty] | Max Bandwidth: 130 kHz), Rise/fall time (10% to 90%): <1 µs, Modulation depth (∞, complete On/Off) | [19 empty] | Confocal Microscopy, DNA Sequencing, Flow Cytometry, Medical Imaging and Instrumentation |  |  | https://www.coherent.com/lasers/laser/cw-solid-state-lasers/cube-lasers/ |  | 2017-09-01
22 | DIAMOND C-Series | DIAMOND C-Series | Laser | CW |  | CO2 |  |  | 10000 | 135000+ | [16 empty] | <±10% | [12 empty] | Yes | IR | 9240 | 10630 | 1390 | [84 empty] | <=8 | [14 empty] | <1.3 | [97 empty] | <23 | <=2300 | [18 empty] | Air/Liquid | [12 empty] | <60 | [5 empty] | 5 to 45 | [11 empty] | -10 to 60℃ | [16 empty] | <=2000 | [51 empty] | Materials Processing, Marking, Cutting, Engraving, Film Cutting and Processing, Process Acrylics, Process Cardboard, Process Ceramics, Process Glass, Process Polymer Films, Process Leather, Process Paper, Process Textiles, Process Wood, Process PCBs | Drilling, Engraving, Packaging, Scribing | Paper, Plastic, Metal, Polyethylene, Wood and Derivatives | https://www.coherent.com/lasers/laser/DIAMOND-c-series |  | 2017-10-11
23 | DIAMOND C-20A | DIAMOND C-Series | Laser | CW |  | CO2 | 10000 | [12 empty] | 48 VDC, 11.5A | [6 empty] | ±10% | [12 empty] | Yes | IR | 9240 | 9350 | 110 | [40 empty] | 0 to 100, 0 to 100% DC | [43 empty] | 7.5 ± 0.5 | [14 empty] | <1.2 | 1.8 ± 0.2 | [23 empty] | >100 to 1 (fixed linear, parallel to width dimension) | [39 empty] | 357 x 92.5 x 154.5 | [32 empty] | 6.6 | <575 | [18 empty] | Air | [12 empty] | <60 | [5 empty] | 5 to 40 | [11 empty] | -10 to 60℃ | [8 empty] | Non-condensing | [7 empty] | <2000 | [51 empty] | Materials Processing, Marking, Engraving | Drilling, Engraving, Packaging, Scribing | Paper, Plastic, Metal, Polyethylene, Wood and Derivatives | https://www.coherent.com/lasers/laser/DIAMOND-c-series |  | 2017-09-01
24 | DIAMOND C-20A | DIAMOND C-Series | Laser | CW |  | CO2 | 20000 | [12 empty] | 48 VDC, 11.5A | [6 empty] | ±8% | [12 empty] | Yes | IR | 10550 | 10630 | 80 | [40 empty] | 0 to 100, 0 to 100% DC | [43 empty] | 7.5 ± 0.5 | [14 empty] | <1.2 | 1.8 ± 0.2 | [23 empty] | >100 to 1 (fixed linear, parallel to width dimension) | [39 empty] | 357 x 92.5 x 154.5 | [32 empty] | 6.6 | <575 | [18 empty] | Air | [12 empty] | <60 | [5 empty] | 5 to 40 | [11 empty] | -10 to 60℃ | [8 empty] | Non-condensing | [7 empty] | <2000 | [51 empty] | Materials Processing, Marking, Engraving | Drilling, Engraving, Packaging, Scribing | Paper, Plastic, Metal, Polyethylene, Wood and Derivatives | https://www.coherent.com/lasers/laser/DIAMOND-c-series |  | 2017-09-01
25 | DIAMOND C-30A | DIAMOND C-Series | Laser | CW |  | CO2 | 17000 | [12 empty] | 48 VDC, 11.5A | [6 empty] | ±5% | [12 empty] | Yes | IR | 9240 | 9350 | 110 | [40 empty] | 0 to 100, 0 to 100% DC | [43 empty] | 7.5 ± 0.5 | [14 empty] | <1.2 | 1.8 ± 0.2 | [23 empty] | >100 to 1 (fixed linear, parallel to width dimension) | [39 empty] | 357 x 92.5 x 154.5 | [32 empty] | 6.6 | <575 | [11 empty] | Distilled water with 25 to 35% Dow Frost | >3.8 Ipm (1.0 gpm) | 15 to 30 |  |  |  |  | Air | [12 empty] | <60 | 6.9 bar (100 psig) |  | 1.5 bar (22 psig) |  |  | 5 to 40 | [11 empty] | -10 to 60℃ | [8 empty] | Non-condensing | [7 empty] | <2000 | [51 empty] | Materials Processing, Marking, Engraving, Cutting | Drilling, Engraving, Packaging, Scribing | Paper, Plastic, Metal, Polyethylene, Wood and Derivatives | https://www.coherent.com/lasers/laser/DIAMOND-c-series |  | 2017-09-01
26 | DIAMOND C-30A | DIAMOND C-Series | Laser | CW |  | CO2 | 30000 | [12 empty] | 48 VDC, 11.5A | [6 empty] | ±5% | [12 empty] | Yes | IR | 10110 | 10310 | 200 | [40 empty] | 0 to 100, 0 to 100% DC | [43 empty] | 7.5 ± 0.5 | [14 empty] | <1.2 | 1.8 ± 0.2 | [23 empty] | >100 to 1 (fixed linear, parallel to width dimension) | [39 empty] | 357 x 92.5 x 154.5 | [32 empty] | 6.6 | <575 | [11 empty] | Distilled water with 25 to 35% Dow Frost | >3.8 Ipm (1.0 gpm) | 15 to 30 |  |  |  |  | Air | [12 empty] | <60 | 6.9 bar (100 psig) |  | 1.5 bar (22 psig) |  |  | 5 to 40 | [11 empty] | -10 to 60℃ | [8 empty] | Non-condensing | [7 empty] | <2000 | [51 empty] | Materials Processing, Marking, Engraving, Cutting | Drilling, Engraving, Packaging, Scribing | Paper, Plastic, Metal, Polyethylene, Wood and Derivatives | https://www.coherent.com/lasers/laser/DIAMOND-c-series |  | 2017-09-01
27 | DIAMOND C-30A | DIAMOND C-Series | Laser | CW |  | CO2 | 30000 | [12 empty] | 48 VDC, 11.5A | [6 empty] | ±5% | [12 empty] | Yes | IR | 10550 | 10630 | 80 | [40 empty] | 0 to 100, 0 to 100% DC | [43 empty] | 7.5 ± 0.5 | [14 empty] | <1.2 | 1.8 ± 0.2 | [23 empty] | >100 to 1 (fixed linear, parallel to width dimension) | [39 empty] | 357 x 92.5 x 154.5 | [32 empty] | 6.6 | <575 | [11 empty] | Distilled water with 25 to 35% Dow Frost | >3.8 Ipm (1.0 gpm) | 15 to 30 |  |  |  |  | Air | [12 empty] | <60 | 6.9 bar (100 psig) |  | 1.5 bar (22 psig) |  |  | 5 to 40 | [11 empty] | -10 to 60℃ | [8 empty] | Non-condensing | [7 empty] | <2000 | [51 empty] | Materials Processing, Marking, Engraving, Cutting | Drilling, Engraving, Packaging, Scribing | Paper, Plastic, Metal, Polyethylene, Wood and Derivatives | https://www.coherent.com/lasers/laser/DIAMOND-c-series |  | 2017-09-01
28 | DIAMOND C-30L | DIAMOND C-Series | Laser | CW |  | CO2 | 17000 | [12 empty] | 48 VDC, 11.5A | [6 empty] | ±5% | [12 empty] | Yes | IR | 9240 | 9350 | 110 | [40 empty] | 0 to 100, 0 to 100% DC | [43 empty] | 7.5 ± 0.5 | [14 empty] | <1.2 | 1.8 ± 0.2 | [23 empty] | >100 to 1 (fixed linear, parallel to width dimension) | [39 empty] | 393 x 92.5 x 104.1 | [32 empty] | 6.2 | <575 | [11 empty] | Distilled water with 25 to 35% Dow Frost | >3.8 Ipm (1.0 gpm) | 15 to 30 |  |  |  |  | Liquid | [12 empty] | <60 | 6.9 bar (100 psig) |  | 1.5 bar (22 psig) |  |  | 5 to 40 | [11 empty] | -10 to 60℃ | [8 empty] | Non-condensing | [7 empty] | <2000 | [51 empty] | Materials Processing, Marking, Engraving, Cutting | Drilling, Engraving, Packaging, Scribing | Paper, Plastic, Metal, Polyethylene, Wood and Derivatives | https://www.coherent.com/lasers/laser/DIAMOND-c-series |  | 2017-09-01
29 | DIAMOND C-30L | DIAMOND C-Series | Laser | CW |  | CO2 | 30000 | [12 empty] | 48 VDC, 11.5A | [6 empty] | ±5% | [12 empty] | Yes | IR | 10550 | 10630 | 80 | [40 empty] | 0 to 100, 0 to 100% DC | [43 empty] | 7.5 ± 0.5 | [14 empty] | <1.3 | 1.8 ± 0.2 | [23 empty] | >100 to 1 (fixed linear, parallel to width dimension) | [39 empty] | 393 x 92.5 x 104.1 | [32 empty] | 6.2 | <575 | [11 empty] | Distilled water with 25 to 35% Dow Frost | >3.8 Ipm (1.0 gpm) | 15 to 30 |  |  |  |  | Liquid | [12 empty] | <60 | 6.9 bar (100 psig) |  | 1.5 bar (22 psig) |  |  | 5 to 40 | [11 empty] | -10 to 60℃ | [8 empty] | Non-condensing | [7 empty] | <2000 | [51 empty] | Materials Processing, Marking, Engraving, Cutting | Drilling, Engraving, Packaging, Scribing | Paper, Plastic, Metal, Polyethylene, Wood and Derivatives | https://www.coherent.com/lasers/laser/DIAMOND-c-series |  | 2017-09-01
30 | DIAMOND C-40A | DIAMOND C-Series | Laser | CW |  | CO2 | 40000 | [12 empty] | 48 VDC, 13A | [6 empty] | ±5% | [12 empty] | Yes | IR | 10110 | 10310 | 200 | [40 empty] | 0 to 100, 0 to 100% DC | [43 empty] | <5 | [14 empty] | <1.3 | 3.6 ± 0.5 at output aperture | [23 empty] | >100 to 1 (fixed linear, parallel to width dimension) | [39 empty] | 425 x 92.5 x 154.5 | [32 empty] | 6.8 | <675 | [18 empty] | Air | [12 empty] | <60 | [5 empty] | 5 to 40 | [11 empty] | -10 to 60℃ | [8 empty] | Non-condensing | [7 empty] | <2000 | [51 empty] | Materials Processing, Marking, Engraving, Cutting | Drilling, Engraving, Packaging, Scribing | Paper, Plastic, Metal, Polyethylene, Wood and Derivatives | https://www.coherent.com/lasers/laser/DIAMOND-c-series |  | 2017-09-01
31 | DIAMOND C-40A | DIAMOND C-Series | Laser | CW |  | CO2 | 40000 | [12 empty] | 48 VDC, 13A | [6 empty] | ±5% | [12 empty] | Yes | IR | 10550 | 10630 | 80 | [40 empty] | 0 to 100, 0 to 100% DC | [43 empty] | <5 | [14 empty] | <1.3 | 3.6 ± 0.5 at output aperture | [23 empty] | >100 to 1 (fixed linear, parallel to width dimension) | [39 empty] | 425 x 92.5 x 154.5 | [32 empty] | 6.8 | <675 | [18 empty] | Air | [12 empty] | <60 | [5 empty] | 5 to 40 | [11 empty] | -10 to 60℃ | [8 empty] | Non-condensing | [7 empty] | <2000 | [51 empty] | Materials Processing, Marking, Engraving, Cutting | Drilling, Engraving, Packaging, Scribing | Paper, Plastic, Metal, Polyethylene, Wood and Derivatives | https://www.coherent.com/lasers/laser/DIAMOND-c-series |  | 2017-09-01
32 | DIAMOND C-40L | DIAMOND C-Series | Laser | CW |  | CO2 | 40000 | [12 empty] | 48 VDC, 13A | [6 empty] | ±5% | [12 empty] | Yes | IR | 10110 | 10310 | 200 | [40 empty] | 0 to 100, 0 to 100% DC | [43 empty] | <5 | [14 empty] | <1.3 | 3.6 ± 0.5 at output aperture | [23 empty] | >100 to 1 (fixed linear, parallel to width dimension) | [39 empty] | 460.8 x 92.5 x 104.1 | [32 empty] | 6.4 | <675 | [11 empty] | Distilled water with 25 to 35% Dow Frost | >3.8 Ipm (1.0 gpm) | 15 to 30 |  |  |  |  | Liquid | [12 empty] | <60 | 6.9 bar (100 psig) |  | 1.5 bar (22 psig) |  |  | 5 to 40 | [11 empty] | -10 to 60℃ | [8 empty] | Non-condensing | [7 empty] | <2000 | [51 empty] | Materials Processing, Marking, Engraving, Cutting | Drilling, Engraving, Packaging, Scribing | Paper, Plastic, Metal, Polyethylene, Wood and Derivatives | https://www.coherent.com/lasers/laser/DIAMOND-c-series |  | 2017-09-01
33 | DIAMOND C-40L | DIAMOND C-Series | Laser | CW |  | CO2 | 40000 | [12 empty] | 48 VDC, 13A | [6 empty] | ±5% | [12 empty] | Yes | IR | 10550 | 10630 | 80 | [40 empty] | 0 to 100, 0 to 100% DC | [43 empty] | <5 | [14 empty] | <1.3 | 3.6 ± 0.5 at output aperture | [23 empty] | >100 to 1 (fixed linear, parallel to width dimension) | [39 empty] | 460.8 x 92.5 x 104.1 | [32 empty] | 6.4 | <675 | [11 empty] | Distilled water with 25 to 35% Dow Frost | >3.8 Ipm (1.0 gpm) | 15 to 30 |  |  |  |  | Liquid | [12 empty] | <60 | 6.9 bar (100 psig) |  | 1.5 bar (22 psig) |  |  | 5 to 40 | [11 empty] | -10 to 60℃ | [8 empty] | Non-condensing | [7 empty] | <2000 | [51 empty] | Materials Processing, Marking, Engraving, Cutting | Drilling, Engraving, Packaging, Scribing | Paper, Plastic, Metal, Polyethylene, Wood and Derivatives | https://www.coherent.com/lasers/laser/DIAMOND-c-series |  | 2017-09-01
34 | DIAMOND C-55A | DIAMOND C-Series | Laser | CW |  | CO2 | 40000 | [12 empty] | 48 VDC, 20A | [6 empty] | ±5% | [12 empty] | Yes | IR | 9240 | 9350 | 110 | [40 empty] | 0 to 100, 0 to 100% DC | [43 empty] | 7.5 ± 0.5 | [14 empty] | <1.2 | 1.8 ± 0.2 | [23 empty] | >100 to 1 (fixed linear, parallel to width dimension) | [39 empty] | 538 x 92.5 x 154.5 | [32 empty] | 10 | <1200 | [11 empty] | Distilled water with 25 to 35% Dow Frost | >3.8 Ipm (1.0 gpm) | 15 to 30 |  |  |  |  | Air | [12 empty] | <60 | 7 kg/cm^2 (100 psig) |  | 3.2 bar (46 psig) |  |  | 5 to 40 | [11 empty] | -10 to 60℃ | [8 empty] | Non-condensing | [7 empty] | <2000 | [51 empty] | Materials Processing, Marking, Engraving, Cutting | Drilling, Engraving, Packaging, Scribing | Paper, Plastic, Metal, Polyethylene, Wood and Derivatives | https://www.coherent.com/lasers/laser/DIAMOND-c-series |  | 2017-09-01
35 | DIAMOND C-55A | DIAMOND C-Series | Laser | CW |  | CO2 | 55000 | [12 empty] | 48 VDC, 20A | [6 empty] | ±3% | [12 empty] | Yes | IR | 10550 | 10630 | 80 | [40 empty] | 0 to 100, 0 to 100% DC | [43 empty] | 7.5 ± 0.5 | [14 empty] | <1.2 | 1.8 ± 0.2 | [23 empty] | >100 to 1 (fixed linear, parallel to width dimension) | [39 empty] | 538 x 92.5 x 154.5 | [32 empty] | 10 | <1200 | [11 empty] | Distilled water with 25 to 35% Dow Frost | >3.8 Ipm (1.0 gpm) | 15 to 30 |  |  |  |  | Air | [12 empty] | <60 | 7 kg/cm^2 (100 psig) |  | 3.2 bar (46 psig) |  |  | 5 to 40 | [11 empty] | -10 to 60℃ | [8 empty] | Non-condensing | [7 empty] | <2000 | [51 empty] | Materials Processing, Marking, Engraving, Cutting | Drilling, Engraving, Packaging, Scribing | Paper, Plastic, Metal, Polyethylene, Wood and Derivatives | https://www.coherent.com/lasers/laser/DIAMOND-c-series |  | 2017-09-01
36 | DIAMOND C-55L | DIAMOND C-Series | Laser | CW |  | CO2 | 40000 | [12 empty] | 48 VDC, 20A | [19 empty] | Yes | IR | 9240 | 9350 | 110 | [40 empty] | 0 to 100, 0 to 100% DC | [43 empty] | 7.5 ± 0.5 | [14 empty] | <1.2 | 1.8 ± 0.2 | [23 empty] | >100 to 1 (fixed linear, parallel to width dimension) | [39 empty] | 579.6 x 92.5 x 104.1 | [32 empty] | 9.5 | <1200 | [11 empty] | Distilled water with 25 to 35% Dow Frost | >3.8 Ipm (1.0 gpm) | 15 to 30 |  |  |  |  | Liquid | [12 empty] | <60 | 7 kg/cm^2 (100 psig) |  | 3.2 bar (46 psig) |  |  | 5 to 40 | [11 empty] | -10 to 60℃ | [8 empty] | Non-condensing | [7 empty] | <2000 | [51 empty] | Materials Processing, Marking, Engraving, Cutting | Drilling, Engraving, Packaging, Scribing | Paper, Plastic, Metal, Polyethylene, Wood and Derivatives | https://www.coherent.com/lasers/laser/DIAMOND-c-series |  | 2017-09-01
37 | DIAMOND C-55L | DIAMOND C-Series | Laser | CW |  | CO2 | 55000 | [12 empty] | 48 VDC, 20A | [19 empty] | Yes | IR | 10550 | 10630 | 80 | [40 empty] | 0 to 100, 0 to 100% DC | [43 empty] | 7.5 ± 0.5 | [14 empty] | <1.2 | 1.8 ± 0.2 | [23 empty] | >100 to 1 (fixed linear, parallel to width dimension) | [39 empty] | 579.6 x 92.5 x 104.1 | [32 empty] | 9.5 | <1200 | [11 empty] | Distilled water with 25 to 35% Dow Frost | >3.8 Ipm (1.0 gpm) | 15 to 30 |  |  |  |  | Liquid | [12 empty] | <60 | 7 kg/cm^2 (100 psig) |  | 3.2 bar (46 psig) |  |  | 5 to 40 | [11 empty] | -10 to 60℃ | [8 empty] | Non-condensing | [7 empty] | <2000 | [51 empty] | Materials Processing, Marking, Engraving, Cutting | Drilling, Engraving, Packaging, Scribing | Paper, Plastic, Metal, Polyethylene, Wood and Derivatives | https://www.coherent.com/lasers/laser/DIAMOND-c-series |  | 2017-09-01
38 | DIAMOND C-70A | DIAMOND C-Series | Laser | CW |  | CO2 | 70000 | [12 empty] | 48 VDC, 20A | [6 empty] | ±5% | [12 empty] | Yes | IR | 10550 | 10630 | 80 | [40 empty] | 0 to 100, 0 to 100% DC | [43 empty] | <5 | [14 empty] | <1.3 | 3.6 ± 0.5 at output aperture | [23 empty] | >100 to 1 (fixed linear, parallel to width dimension) | [39 empty] | 604.9 x 92.5 x 154.5 | [32 empty] | 10.2 | <1200 | [11 empty] | Distilled water with 25 to 35% Dow Frost | >3.8 Ipm (1.0 gpm) | 15 to 30 |  |  |  |  | Air | [12 empty] | <60 | 7 kg/cm^2 (100 psig) |  | 3.2 bar (46 psig) |  |  | 5 to 40 | [11 empty] | -10 to 60℃ | [8 empty] | Non-condensing | [7 empty] | <2000 | [51 empty] | Materials Processing, Marking, Engraving, Cutting, Medical and Dental, Food, Beverage, Pharmaceutical Packaging, Microelectronics and Consumer Electronics, Automotive and Electronic Components | Drilling, Engraving, Packaging, Scribing | Paper, Plastic, Metal, Polyethylene, Wood and Derivatives | https://www.coherent.com/lasers/laser/DIAMOND-c-series |  | 2017-09-01
39 | DIAMOND C-70L | DIAMOND C-Series | Laser | CW |  | CO2 | 70000 | [12 empty] | 48 VDC, 20A | [6 empty] | ±5% | [12 empty] | Yes | IR | 10550 | 10630 | 80 | [40 empty] | 0 to 100, 0 to 100% DC | [43 empty] | <5 | [14 empty] | <1.3 | 3.6 ± 0.5 at output aperture | [23 empty] | >100 to 1 (fixed linear, parallel to width dimension) | [39 empty] | 647.5 x 92.5 x 104.1 | [32 empty] | 9.7 | <1200 | [11 empty] | Distilled water with 25 to 35% Dow Frost | >3.8 Ipm (1.0 gpm) | 15 to 30 |  |  |  |  | Liquid | [12 empty] | <60 | 7 kg/cm^2 (100 psig) |  | 3.2 bar (46 psig) |  |  | 5 to 40 | [11 empty] | -10 to 60℃ | [8 empty] | Non-condensing | [7 empty] | <2000 | [51 empty] | Materials Processing, Marking, Engraving, Cutting, Medical and Dental, Food, Beverage, Pharmaceutical Packaging, Microelectronics and Consumer Electronics, Automotive and Electronic Components | Drilling, Engraving, Packaging, Scribing | Paper, Plastic, Metal, Polyethylene, Wood and Derivatives | https://www.coherent.com/lasers/laser/DIAMOND-c-series |  | 2017-09-01
40 | DIAMOND Cx-10L 10.6 | DIAMOND C-Series | Laser | CW |  | CO2 | 135000 |  | 135000 | 135000+ |  |  |  | ±4 |  | >=120 |  |  |  | 48 VDC, 38A | [6 empty] | ±2% | [8 empty] | >=15.23 |  |  |  | Yes | IR | 10600 |  |  | 30 | 30 | [27 empty] | <=60 | [10 empty] | 0 to 100, 0 to 100% DC | [41 empty] | 1.8 ± 0.2 |  | <=8 | [14 empty] | <=1.2 | [16 empty] | >=0.83, <=1.2 | [7 empty] | Linear Horizontal >=100:! |  |  |  |  | ±5/<250 | [34 empty] | 563 x 132 x 106 | [32 empty] | 14.5 | <=1700 | [11 empty] | Distilled water with 25 to 35% Dow Frost | >=7.5 I/min (2.0 gpm) | 15 to 30 | [17 empty] | <60 | 827 kPa (120 psig) |  | <206 kPa (30 psig) |  |  | 5 to 45 | [11 empty] | -10 to +60℃, non-condensing | [8 empty] | Non-condensing <=95% | [7 empty] | <=2000 | [51 empty] | Materials Processing, Marking, Cutting, Engraving, Film Cutting and Processing, Process Acrylics, Process Cardboard, Process Ceramics, Process Glass, Process Polymer Films, Process Leather, Process Paper, Process Textiles, Process Wood, Process PCBs | Drilling, Engraving, Packaging, Scribing | Paper, Plastic, Metal, Polyethylene, Wood and Derivatives | https://www.coherent.com/lasers/laser/DIAMOND-c-series |  | 2017-09-01
41 | DIAMOND Cx-10L 10.2 | DIAMOND C-Series | Laser | CW |  | CO2 | 135000 |  | 135000 | 135000+ |  |  |  | ±4 |  | >=100 |  |  |  | 48 VDC, 38A | [6 empty] | ±2% | [8 empty] | >=12.69 |  |  |  | Yes | IR | 10200 |  |  | 50 | 50 | [27 empty] | <=60 | [10 empty] | 0 to 100, 0 to 100% DC | [41 empty] | 1.8 ± 0.2 |  | <=8 | [14 empty] | <=1.2 | [24 empty] | Linear Horizontal >=100:! |  |  |  |  | ±5/<250 | [34 empty] | 563 x 132 x 106 | [32 empty] | 14.5 | <=1700 | [11 empty] | Distilled water with 25 to 35% Dow Frost | >=7.5 I/min (2.0 gpm) | 15 to 30 | [17 empty] | <60 | 827 kPa (120 psig) |  | <206 kPa (30 psig) |  |  | 5 to 45 | [11 empty] | -10 to +60℃, non-condensing | [8 empty] | Non-condensing <=95% | [7 empty] | <=2000 | [51 empty] | Materials Processing, Marking, Cutting, Engraving, Film Cutting and Processing, Process Acrylics, Process Cardboard, Process Ceramics, Process Glass, Process Polymer Films, Process Leather, Process Paper, Process Textiles, Process Wood, Process PCBs | Drilling, Engraving, Packaging, Scribing | Paper, Plastic, Metal, Polyethylene, Wood and Derivatives | https://www.coherent.com/lasers/laser/DIAMOND-c-series |  | 2017-09-01
42 | DIAMOND Cx-10L 9.6 | DIAMOND C-Series | Laser | CW |  | CO2 | 100000 |  | 100000 | 100000+ |  |  |  | ±4 |  | >=80 |  |  |  | 48 VDC, 38A | [6 empty] | ±2% | [8 empty] | >=10.16 |  |  |  | Yes | IR | 9600 |  |  | 50 | 50 | [27 empty] | <=60 | [10 empty] | 0 to 100, 0 to 100% DC | [41 empty] | 1.8 ± 0.2 |  | <=8 | [14 empty] | <=1.2 | [24 empty] | Linear Horizontal >=100:! |  |  |  |  | ±5/<250 | [34 empty] | 563 x 132 x 106 | [32 empty] | 14.5 | <=1700 | [11 empty] | Distilled water with 25 to 35% Dow Frost | >=7.5 I/min (2.0 gpm) | 15 to 30 | [17 empty] | <60 | 827 kPa (120 psig) |  | <206 kPa (30 psig) |  |  | 5 to 45 | [11 empty] | -10 to +60℃, non-condensing | [8 empty] | Non-condensing <=95% | [7 empty] | <=2000 | [51 empty] | Materials Processing, Marking, Cutting, Engraving, Film Cutting and Processing, Process Acrylics, Process Cardboard, Process Ceramics, Process Glass, Process Polymer Films, Process Leather, Process Paper, Process Textiles, Process Wood, Process PCBs | Drilling, Engraving, Packaging, Scribing | Paper, Plastic, Metal, Polyethylene, Wood and Derivatives | https://www.coherent.com/lasers/laser/DIAMOND-c-series |  | 2017-09-01
43 | DIAMOND Cx-10L 9.3 | DIAMOND C-Series | Laser | CW |  | CO2 | 100000 |  | 100000 | 100000+ |  |  |  | ±4 |  | >=80 |  |  |  | 48 VDC, 38A | [6 empty] | ±2% | [8 empty] | >=10.16 |  |  |  | Yes | IR | 9300 |  |  | 50 | 50 | [27 empty] | <=60 | [10 empty] | 0 to 100, 0 to 100% DC | [41 empty] | 1.8 ± 0.2 |  | <=8 | [14 empty] | <=1.2 | [24 empty] | Linear Horizontal >=100:! |  |  |  |  | ±5/<250 | [34 empty] | 563 x 132 x 106 | [32 empty] | 14.5 | <=1700 | [11 empty] | Distilled water with 25 to 35% Dow Frost | >=7.5 I/min (2.0 gpm) | 15 to 30 | [17 empty] | <60 | 827 kPa (120 psig) |  | <206 kPa (30 psig) |  |  | 5 to 45 | [11 empty] | -10 to +60℃, non-condensing | [8 empty] | Non-condensing <=95% | [7 empty] | <=2000 | [51 empty] | Materials Processing, Marking, Cutting, Engraving, Film Cutting and Processing, Process Acrylics, Process Cardboard, Process Ceramics, Process Glass, Process Polymer Films, Process Leather, Process Paper, Process Textiles, Process Wood, Process PCBs | Drilling, Engraving, Packaging, Scribing | Paper, Plastic, Metal, Polyethylene, Wood and Derivatives | https://www.coherent.com/lasers/laser/DIAMOND-c-series |  | 2017-09-01
44 | DIAMOND Cx-10LDE+ 10.6 | DIAMOND C-Series | Laser | CW |  | CO2 | 120000 |  | 120000 | 120000+ | [9 empty] | 48 VDC, 45A | >=45 | [5 empty] | ±3% | [12 empty] | Yes | IR | 10600 |  |  | 30 | 30 | [18 empty] | <=1 (10% to 90%) | [19 empty] | 0 to 200, 1% to 100% DC | [43 empty] | <=5.5 |  |  |  |  | 5.0 ± 0.2 | [9 empty] | <=1.2 |  |  | 3.4 ± 0.2 | [13 empty] | >=0.83, <=1.2 | [7 empty] | Linear Horizontal >=100:! |  |  |  |  | <=750 µrad | [34 empty] | 670.8 x 176.5 x 186.9 | [32 empty] | 23 | <=2300 | [11 empty] | Distilled water with 25 to 35% Dow Frost | >=7.5 I/min (2.0 gpm) | 20 ± 1 | [17 empty] | <60 | 700 kPa (101 psig) |  | <400 kPa (58 psig) |  |  | 5 to 45 | [11 empty] | -10 to +60℃, non-condensing | [8 empty] | Non-condensing <=95% | [7 empty] | <=2000 | [18 empty] | >5 slph(0.177 scfh) | [32 empty] | Materials Processing, Marking, Cutting, Engraving, Film Cutting and Processing, Process Acrylics, Process Cardboard, Process Ceramics, Process Glass, Process Polymer Films, Process Leather, Process Paper, Process Textiles, Process Wood, Process PCBs | Drilling, Engraving, Packaging, Scribing | Paper, Plastic, Metal, Polyethylene, Wood and Derivatives | https://www.coherent.com/lasers/laser/DIAMOND-c-series |  | 2017-09-01
45 | DIAMOND Cx-10LDE+ 10.2 | DIAMOND C-Series | Laser | CW |  | CO2 | 120000 |  | 120000 | 120000+ | [9 empty] | 48 VDC, 45A | >=40 | [5 empty] | ±3% | [12 empty] | Yes | IR | 10200 |  |  | 50 | 50 | [18 empty] | <=1 (10% to 90%) | [19 empty] | 0 to 200, 1% to 100% DC | [43 empty] | <=5.5 |  |  |  |  | 5.0 ± 0.2 | [9 empty] | <=1.2 |  |  | 3.4 ± 0.2 | [13 empty] | >=0.83, <=1.2 | [7 empty] | Linear Horizontal >=100:! |  |  |  |  | <=750 µrad | [34 empty] | 670.8 x 176.5 x 186.9 | [32 empty] | 23 | <=2300 | [11 empty] | Distilled water with 25 to 35% Dow Frost | >=7.5 I/min (2.0 gpm) | 20 ± 1 | [17 empty] | <60 | 700 kPa (101 psig) |  | <400 kPa (58 psig) |  |  | 5 to 45 | [11 empty] | -10 to +60℃, non-condensing | [8 empty] | Non-condensing <=95% | [7 empty] | <=2000 | [18 empty] | >5 slph(0.177 scfh) | [32 empty] | Materials Processing, Marking, Cutting, Engraving, Film Cutting and Processing, Process Acrylics, Process Cardboard, Process Ceramics, Process Glass, Process Polymer Films, Process Leather, Process Paper, Process Textiles, Process Wood, Process PCBs | Drilling, Engraving, Packaging, Scribing | Paper, Plastic, Metal, Polyethylene, Wood and Derivatives | https://www.coherent.com/lasers/laser/DIAMOND-c-series |  | 2017-09-01
46 | DIAMOND Cx-10LDE+ 9.6 | DIAMOND C-Series | Laser | CW |  | CO2 | 85000 |  | 85000 | 85000+ | [9 empty] | 48 VDC, 45A | >=30 | [5 empty] | ±3% | [12 empty] | Yes | IR | 9600 |  |  | 50 | 50 | [18 empty] | <=1 (10% to 90%) | [19 empty] | 0 to 200, 1% to 100% DC | [43 empty] | <=5.5 |  |  |  |  | 5.0 ± 0.2 | [9 empty] | <=1.2 |  |  | 2.8 ± 0.2 | [13 empty] | >=0.83, <=1.2 | [7 empty] | Linear Horizontal >=100:! |  |  |  |  | <=750 µrad | [34 empty] | 670.8 x 176.5 x 186.9 | [32 empty] | 23 | <=2300 | [11 empty] | Distilled water with 25 to 35% Dow Frost | >=7.5 I/min (2.0 gpm) | 20 ± 1 | [17 empty] | <60 | 700 kPa (101 psig) |  | <400 kPa (58 psig) |  |  | 5 to 45 | [11 empty] | -10 to +60℃, non-condensing | [8 empty] | Non-condensing <=95% | [7 empty] | <=2000 | [18 empty] | >5 slph(0.177 scfh) | [32 empty] | Materials Processing, Marking, Cutting, Engraving, Film Cutting and Processing, Process Acrylics, Process Cardboard, Process Ceramics, Process Glass, Process Polymer Films, Process Leather, Process Paper, Process Textiles, Process Wood, Process PCBs | Drilling, Engraving, Packaging, Scribing | Paper, Plastic, Metal, Polyethylene, Wood and Derivatives | https://www.coherent.com/lasers/laser/DIAMOND-c-series |  | 2017-09-01
47 | DIAMOND Cx-10LDE+ 9.3 | DIAMOND C-Series | Laser | CW |  | CO2 | 85000 |  | 85000 | 85000+ | [9 empty] | 48 VDC, 45A | >=30 | [5 empty] | ±3% | [12 empty] | Yes | IR | 9300 |  |  | 50 | 50 | [18 empty] | <=1 (10% to 90%) | [19 empty] | 0 to 200, 1% to 100% DC | [43 empty] | <=5.5 |  |  |  |  | 5.0 ± 0.2 | [9 empty] | <=1.2 |  |  | 2.8 ± 0.2 | [13 empty] | >=0.83, <=1.2 | [7 empty] | Linear Horizontal >=100:! |  |  |  |  | <=750 µrad | [34 empty] | 670.8 x 176.5 x 186.9 | [32 empty] | 23 | <=2300 | [11 empty] | Distilled water with 25 to 35% Dow Frost | >=7.5 I/min (2.0 gpm) | 20 ± 1 | [17 empty] | <60 | 700 kPa (101 psig) |  | <400 kPa (58 psig) |  |  | 5 to 45 | [11 empty] | -10 to +60℃, non-condensing | [8 empty] | Non-condensing <=95% | [7 empty] | <=2000 | [18 empty] | >5 slph(0.177 scfh) | [32 empty] | Materials Processing, Marking, Cutting, Engraving, Film Cutting and Processing, Process Acrylics, Process Cardboard, Process Ceramics, Process Glass, Process Polymer Films, Process Leather, Process Paper, Process Textiles, Process Wood, Process PCBs | Drilling, Engraving, Packaging, Scribing | Paper, Plastic, Metal, Polyethylene, Wood and Derivatives | https://www.coherent.com/lasers/laser/DIAMOND-c-series |  | 2017-09-01
48 | DIAMOND GEM-Series | DIAMOND GEM-Series | Laser | CW |  | CO2 |  | 20000 | 80000 | 100000 | [9 empty] | 48 VDC, 50A | [6 empty] | ±3% | [12 empty] | Yes | IR | 9500 | 10550 | 1050 | [19 empty] | <25 | [64 empty] | <5 | [14 empty] | <1.3 | [20 empty] | >95% TEM00 |  |  |  | >100:1 | [42 empty] | 591.9 x 228.6 x 119.4 | 10.7 | [148 empty] | Materials Processing | Packaging | Polyethylene | https://www.coherent.com/lasers/laser/DIAMOND-gem-series |  | 2017-10-11
49 | DIAMOND GEM-100L 9.6 | DIAMOND GEM-Series | Laser | CW |  | CO2 | 80000 | [12 empty] | 48 VDC, 50A | [6 empty] | ±3% | [12 empty] | Yes | IR | 9500 | 9700 | 200 | [19 empty] | <25 | [64 empty] | <4.5 | [14 empty] | <1.3 | 3.75 ± 0.25 | [19 empty] | >95% TEM00 |  |  |  | >100:1 | [42 empty] | 591.9 x 228.6 x 119.4 | 10.7 | [41 empty] | Water +25% Dow Frost Cooland | >2 gpm | 15 to 30 | [5 empty] | 2200 | [17 empty] | 15 to 45 | [20 empty] | Non-condensing | [7 empty] | <2000 | [51 empty] | Materials Processing | Packaging | Polyethylene | https://www.coherent.com/lasers/laser/DIAMOND-gem-series |  | 2017-09-01
50 | DIAMOND GEM-100L 10.2 | DIAMOND GEM-Series | Laser | CW |  | CO2 | 100000 | [12 empty] | 48 VDC, 50A | [6 empty] | ±3% | [12 empty] | Yes | IR | 10110 | 10310 | 200 | [19 empty] | <25 | [64 empty] | <5 | [14 empty] | <1.3 | 3.8 ± 0.4 | [19 empty] | >95% TEM00 |  |  |  | >100:1 | [42 empty] | 591.9 x 228.6 x 119.4 | 10.7 | [41 empty] | Water +25% Dow Frost Cooland | >2 gpm | 15 to 30 | [5 empty] | 2200 | [17 empty] | 15 to 45 | [20 empty] | Non-condensing | [7 empty] | <2000 | [51 empty] | Materials Processing | Packaging | Polyethylene | https://www.coherent.com/lasers/laser/DIAMOND-gem-series |  | 2017-09-01
51 | DIAMOND GEM-100L 10.6 | DIAMOND GEM-Series | Laser | CW |  | CO2 | 100000 | [12 empty] | 48 VDC, 50A | [6 empty] | ±3% | [12 empty] | Yes | IR | 10550 | 10630 | 80 | [19 empty] | <25 | [64 empty] | <5 | [14 empty] | <1.3 | 3.8 ± 0.4 | [19 empty] | >95% TEM00 |  |  |  | >100:1 | [42 empty] | 591.9 x 228.6 x 119.4 | 10.7 | [41 empty] | Water +25% Dow Frost Cooland | >2 gpm | 15 to 30 | [5 empty] | 2200 | [17 empty] | 15 to 45 | [20 empty] | Non-condensing | [7 empty] | <2000 | [51 empty] | Materials Processing | Packaging | Polyethylene | https://www.coherent.com/lasers/laser/DIAMOND-gem-series |  | 2017-09-01
52 | Genesis Lasers | Genesis Lasers | Laser | CW |  | OPSL |  | 9960 | 40 | 10000 | [29 empty] | Yes | UV - IR | 355 | 1154 | 799 | <15 | <15 | [53 empty] | 100 | 240 | 500 | [24 empty] | <2.25 |  | <20 | [14 empty] | <7 | [217 empty] | Holography, Scientific, Flow Cytometry, Particle Counting, DNA Sequencing, Microscopy, Laser Light Show, Laser Entertainment, Defense and Military, Medical, Life Sciences | Cell Research, 3D Contour Mapping | ABS | https://www.coherent.com/lasers/main/cw-solid-state-lasers/genesis-lasers |  | 2017-10-11
53 | Genesis CX-Series | Genesis CX-Series | Laser | CW |  | OPSL |  | 9960 | 40 | 10000 | [21 empty] | ±1 | [7 empty] | Yes | UV - Visible | 355 |  |  | <=3 | <=3 | >99 | [15 empty] | CW | [20 empty] | 50-60 | [15 empty] | 100 | 240 | [27 empty] | <1.2 | [9 empty] | <5 | ±<1 |  |  |  | <1.2 | [12 empty] | 1.0 ± 0.1 | [11 empty] | Linear, >100:1 |  |  |  |  | <6 |  |  |  | TEM00 | [21 empty] | 2 | [11 empty] | 281 x 156 x 85 | [67 empty] | -10 to 60 | 10 to 40 | [16 empty] | <10 |  |  |  |  | 5 to 95 | [22 empty] | Yes |  | IEC 61010-1/EN 61010-1 | [33 empty] | Holography, Scientific, Flow Cytometry, Particle Counting, DNA Sequencing, Microscopy | Cell Research, 3D Contour Mapping, 3D Contour Mapping | ABS | https://www.coherent.com/lasers/laser/genesis-cx-series |  | 2018-04-13
54 | Genesis CX SLM-Series | Genesis Lasers | Laser | CW |  | OPSL |  | 3960 | 40 | 4000 | [21 empty] | ±1 | [7 empty] | Yes | UV - Visible | 355 | 590 | 235 | <=3 | <=3 | >99 | [15 empty] | CW | [20 empty] | 50-60 | [15 empty] | 100 | 240 | 500 | [26 empty] | <1.2 | [9 empty] | <5 | ±<1 |  |  |  | <1.2 | [12 empty] | 1.0 ± 0.1 | [5 empty] | <5 | [5 empty] | Linear, >100:1 |  |  |  |  | <6 |  |  |  | TEM00 | [21 empty] | 2 | [11 empty] | 281 x 156 x 85 | [67 empty] | -10 to 60 | 10 to 40 | [16 empty] | <10 |  |  |  |  | 5 to 95 | [22 empty] | Yes |  | IEC 61010-1/EN 61010-1 | [33 empty] | Holography, Scientific | Cell Research, 3D Contour Mapping | ABS | https://www.coherent.com/lasers/laser/genesis-cx-slm-series-end-user-oem |  | 2018-04-12
55 | Genesis CX STM Compact (OEM) | Genesis Lasers | Laser | CW |  | OPSL | 40, 60, 80, 100 | 60 | 40 | 100 | [21 empty] | ±<1 | [7 empty] | Yes | UV | 355 |  |  | 2 | 2 | [16 empty] | CW | [20 empty] | 50-60 | [15 empty] | 100 | 240 | 500 | [26 empty] | <1.2 | [9 empty] | <5 | ±<1 | ±<1 |  |  | <1.2 |  |  |  | 0.975 ± 0.2 | 0.915 ± 0.2 | ±325 | [6 empty] | 1.0 ± 0.1 | [5 empty] | <50000 | [5 empty] | Linear, >100:1 |  |  | Horizontal, ±5º |  | <6 |  | <0.1% between 10 Hz to 1 MHz |  | TEM00 | [21 empty] | 2 | [11 empty] | 250.1 x 138.0 x 50.8 | [67 empty] | -10 to 60 | 10 to 40 | [16 empty] | <10 |  |  |  |  | 5 to 95 | [22 empty] | Yes |  | IEC 61010-1/EN 61010-1 | [33 empty] | Flow Cytometry, Particle Counting, Microscopy |  |  | https://www.coherent.com/lasers/laser/genesis-cx-stm-compact-oem |  | 2017-09-01
56 | Genesis CX STM-Series | Genesis Lasers | Laser | CW |  | OPSL |  | 9960 | 40 | 10000 | [21 empty] | ±1 | [7 empty] | Yes | UV - Visible | 355 |  |  | <=3 | <=3 | >99 | [15 empty] | CW | [20 empty] | 50-60 | [15 empty] | 100 | 240 | <=700 | [26 empty] | <1.2 | [9 empty] | <5 | ±<1 |  |  |  | <1.2 | [12 empty] | 1.0 ± 0.1 | [5 empty] | <50000 | [5 empty] | Linear, >100:1 |  |  |  |  | <6 |  |  |  | TEM00 | [21 empty] | 2 | [11 empty] | 281 x 156 x 85 | [67 empty] | -10 to 60 | 10 to 40 | [16 empty] | <10 |  |  |  |  | 5 to 95 | [22 empty] | Yes |  | IEC 61010-1/EN 61010-1 | [33 empty] | Flow Cytometry, Particle Counting, DNA Sequencing, Microscopy |  |  | https://www.coherent.com/lasers/laser/genesis-cx-stm-series |  | 2018-04-12
57 | Genesis MX MTM-Series | Genesis Lasers | Laser | CW |  | OPSL |  | 9000 | 1000 | 10000 | [29 empty] | Yes | Visible - IR | 460 | 1154 | 694 | <=15 | <=15 | [131 empty] | Multimode | [183 empty] | Defense and Military, Medical |  |  | https://www.coherent.com/lasers/laser/genesis-mx-series/genesis-mx-mtm-series |  | 2018-04-12
58 | Genesis MX SLM-Series | Genesis Lasers | Laser | CW |  | OPSL |  | 500 | 500 | 1000 | [29 empty] | Yes | Visible | 460 | 590 |  | 3 | 3 | [16 empty] | CW | [20 empty] | 50-60 | [15 empty] | 100 | 240 | 500 | [26 empty] | 0.7 ± 0.1 | [9 empty] | <5 | ±<1 | ±<1 |  |  | <1.1 |  |  | 1.0 ± 0.1 |  |  | ±0.25 | [6 empty] | 1.0 ± 0.1 | [5 empty] | <5 | [5 empty] | Linear, >100:1 |  |  | Vertical, ±5º |  | <5 |  | <0.1% between 10 Hz to 1 MHz |  | TEM00 | [33 empty] | 281 x 156 x 85 | [67 empty] | -10 to 60 | [17 empty] | <10 |  |  |  |  | 5 to 95 | [22 empty] | Yes |  | IEC 61010-1/EN 61010-1 | [33 empty] | Interferometry, Holography, Flow Cytometry, Particle Counting, DNA Sequencing, Microscopy |  |  | https://www.coherent.com/lasers/laser/genesis-mx-series/genesis-mx-slm-series |  | 2018-04-12
59 | Genesis MX STM-Series | Genesis Lasers | Laser | CW |  | OPSL |  | 500 | 500 | 1000 | [21 empty] | ±1 | [7 empty] | Yes | Visible | 460 | 639 |  | 3 | 3 | >99 | [15 empty] | CW | [20 empty] | 50-60 | [15 empty] | 100 | 240 | 500 | [37 empty] | ±<1 | ±<1 |  |  | <1.2 | [12 empty] | 1.0 ± 0.1 | [11 empty] | Linear, >100:1 | [8 empty] | TEM00 | [21 empty] | 2 | [79 empty] | -10 to 60 | 10 to 40 | [16 empty] | <10 |  |  |  |  | 5 to 95 | [22 empty] | Yes |  | IEC 61010-1/EN 61010-1 | [33 empty] | Life Sciences |  |  | https://www.coherent.com/lasers/laser/genesis-mx-series/genesis-mx-stm-series |  | 2018-04-12
60 | Genesis Taipan 460 nm to 577 nm | Genesis Lasers | Laser | CW |  | OPSL |  | 9000 | 1000 | 10000 | [29 empty] | Yes | Visible | 460 | 577 | 117 | 3 | 3 | [36 empty] | <0.5 | [14 empty] | 1.5-2.2 | [14 empty] | Available | [42 empty] | ± 0.25 | [7 empty] | <6 |  |  |  |  | Horizontal, >100:1 |  |  |  |  | <5 |  |  |  | Multimode |  | <6 | [31 empty] | 121 x 44 x 68 | 0.73 | [38 empty] | 25 ± 2 | [11 empty] | Active cooling required | [35 empty] | Non-condensing | [61 empty] | Entertainment |  |  | https://www.coherent.com/lasers/laser/genesis-taipan-series/genesis-taipan-460-nm-to-577-nm |  | 2018-04-12
61 | Genesis Taipan 607 nm to 639 nm | Genesis Lasers | Laser | CW |  | OPSL |  | 1250 | 1250 | 2500 | [29 empty] | Yes | Visible | 607 | 639 | 32 | 1 | 1 | [36 empty] | <0.5 | [14 empty] | 1.5-2.2 | [14 empty] | Available | [42 empty] | ± 0.25 | [7 empty] | <1.5 |  |  |  |  | Vertical, >100:1 |  |  |  |  | <10 | [5 empty] | <1.5 | [31 empty] | 256 x 49 x 71 | 0.9 | [38 empty] | 25 ± 2 | [11 empty] | Active cooling required | [35 empty] | Non-condensing | [61 empty] | Entertainment |  |  | https://www.coherent.com/lasers/laser/genesis-taipan-series/genesis-taipan-607-nm-to-639-nm |  | 2018-04-12
62 | Genesis CX355 SLM | Genesis Lasers | Laser | CW |  | OPSL | 40, 60, 80, 100 | 60 | 40 | 100 | [21 empty] | ±1 | [7 empty] | Yes | UV | 355 |  |  | 2 | 2 | >99 | [15 empty] | CW | [20 empty] | 50-60 | [15 empty] | 100 | 240 | 500 | [26 empty] | <1.2 | [9 empty] | <5 | ±<1 | ±<1 |  |  | <1.2 |  |  |  | 0.975 ± 0.2 | 0.915 ± 0.2 | ±325 | [6 empty] | 1.0 ± 0.1 | [5 empty] | <5 | [5 empty] | Linear, >100:1 |  |  | Vertical, ±5º |  | <6 |  | <0.1% between 10 Hz to 1 MHz |  | TEM00 | [21 empty] | 2 | [11 empty] | 281 x 156 x 85 | [67 empty] | -10 to 60 | 10 to 40 | [16 empty] | <10 |  |  |  |  | 5 to 95 | [22 empty] | Yes |  | IEC 61010-1/EN 61010-1 | [33 empty] | Holography, Scientific, Flow Cytometry, Particle Counting, DNA Sequencing, Microscopy | Cell Research, 3D Contour Mapping, 3D Contour Mapping | ABS | https://www.coherent.com/lasers/laser/genesis-cx-slm-series-end-user-oem |  | 2017-09-01
63 | Genesis CX460 SLM | Genesis Lasers | Laser | CW |  | OPSL | 1000 | [24 empty] | ±1 | [7 empty] | Yes | Visible | 460 |  |  | 3 | 3 | >99 | [15 empty] | CW | [20 empty] | 50-60 | [15 empty] | 100 | 240 | 500 | [26 empty] | <0.5 | [9 empty] | <5 | ±<1 |  |  |  | <1.1 |  |  | 2.25 ± 10% | [9 empty] | 1.0 ± 0.1 | [5 empty] | <5 | [5 empty] | Linear, >100:1 |  |  | Horizontal, ±5º |  | <2 |  | <0.1% between 10 Hz to 1 MHz |  | TEM00 | [21 empty] | 2 | [11 empty] | 281 x 156 x 85 | [67 empty] | -10 to 60 | 10 to 40 | [16 empty] | <10 |  |  |  |  | 5 to 95 | [22 empty] | Yes |  | IEC 61010-1/EN 61010-1 | [33 empty] | Holography, Scientific, Flow Cytometry, Particle Counting, DNA Sequencing, Microscopy | Cell Research, 3D Contour Mapping, 3D Contour Mapping | ABS | https://www.coherent.com/lasers/laser/genesis-cx-slm-series-end-user-oem |  | 2017-09-01
64 | Genesis CX480 SLM | Genesis Lasers | Laser | CW |  | OPSL | 1000 | [24 empty] | ±1 | [7 empty] | Yes | Visible | 480 |  |  | 3 | 3 | >99 | [15 empty] | CW | [20 empty] | 50-60 | [15 empty] | 100 | 240 | 500 | [26 empty] | <0.5 | [9 empty] | <5 | ±<1 |  |  |  | <1.1 |  |  | 2.25 ± 10% | [9 empty] | 1.0 ± 0.1 | [5 empty] | <5 | [5 empty] | Linear, >100:1 |  |  | Horizontal, ±5º |  | <2 |  | <0.1% between 10 Hz to 1 MHz |  | TEM00 | [21 empty] | 2 | [11 empty] | 281 x 156 x 85 | [67 empty] | -10 to 60 | 10 to 40 | [16 empty] | <10 |  |  |  |  | 5 to 95 | [22 empty] | Yes |  | IEC 61010-1/EN 61010-1 | [33 empty] | Holography, Scientific, Flow Cytometry, Particle Counting, DNA Sequencing, Microscopy | Cell Research, 3D Contour Mapping, 3D Contour Mapping | ABS | https://www.coherent.com/lasers/laser/genesis-cx-slm-series-end-user-oem |  | 2017-09-01
65 | Genesis CX488 SLM | Genesis Lasers | Laser | CW |  | OPSL | 2000 | [24 empty] | ±1 | [7 empty] | Yes | Visible | 488 |  |  | 3 | 3 | >99 | [15 empty] | CW | [20 empty] | 50-60 | [15 empty] | 100 | 240 | 500 | [26 empty] | <0.5 | [9 empty] | <5 | ±<1 |  |  |  | <1.1 |  |  | 2.25 ± 10% | [9 empty] | 1.0 ± 0.1 | [5 empty] | <5 | [5 empty] | Linear, >100:1 |  |  | Horizontal, ±5º |  | <2 |  | <0.1% between 10 Hz to 1 MHz |  | TEM00 | [21 empty] | 2 | [11 empty] | 281 x 156 x 85 | [67 empty] | -10 to 60 | 10 to 40 | [16 empty] | <10 |  |  |  |  | 5 to 95 | [22 empty] | Yes |  | IEC 61010-1/EN 61010-1 | [33 empty] | Holography, Scientific, Flow Cytometry, Particle Counting, DNA Sequencing, Microscopy | Cell Research, 3D Contour Mapping, 3D Contour Mapping | ABS | https://www.coherent.com/lasers/laser/genesis-cx-slm-series-end-user-oem |  | 2017-09-01
66 | Genesis CX514 SLM | Genesis Lasers | Laser | CW |  | OPSL | 2000, 4000 | 2000 | 2000 | 4000 | [21 empty] | ±1 | [7 empty] | Yes | Visible | 514 |  |  | 3 | 3 | >99 | [15 empty] | CW | [20 empty] | 50-60 | [15 empty] | 100 | 240 | 500 | [26 empty] | <0.5 | [9 empty] | <5 | ±<1 |  |  |  | <1.1 |  |  | 2.25 ± 10% |  |  | ±0.5 | [6 empty] | 1.0 ± 0.1 | [5 empty] | <5 | [5 empty] | Linear, >100:1 |  |  | Horizontal, ±5º |  | <2 |  | <0.1% between 10 Hz to 1 MHz |  | TEM00 | [21 empty] | 2 | [11 empty] | 281 x 156 x 85 | [67 empty] | -10 to 60 | 10 to 40 | [16 empty] | <10 |  |  |  |  | 5 to 95 | [22 empty] | Yes |  | IEC 61010-1/EN 61010-1 | [33 empty] | Holography, Scientific, Flow Cytometry, Particle Counting, DNA Sequencing, Microscopy | Cell Research, 3D Contour Mapping, 3D Contour Mapping | ABS | https://www.coherent.com/lasers/laser/genesis-cx-slm-series-end-user-oem |  | 2017-09-01
67 | Genesis CX532 SLM | Genesis Lasers | Laser | CW |  | OPSL | 2000, 4000 | 2000 | 2000 | 4000 | [21 empty] | ±1 | [7 empty] | Yes | Visible | 532 |  |  | 3 | 3 | >99 | [15 empty] | CW | [20 empty] | 50-60 | [15 empty] | 100 | 240 | 500 | [26 empty] | <0.5 | [9 empty] | <5 | ±<1 |  |  |  | <1.1 |  |  | 2.25 ± 10% |  |  | ±0.5 | [6 empty] | 1.0 ± 0.1 | [5 empty] | <5 | [5 empty] | Linear, >100:1 |  |  | Horizontal, ±5º |  | <2 |  | <0.1% between 10 Hz to 1 MHz |  | TEM00 | [21 empty] | 2 | [11 empty] | 281 x 156 x 85 | [67 empty] | -10 to 60 | 10 to 40 | [16 empty] | <10 |  |  |  |  | 5 to 95 | [22 empty] | Yes |  | IEC 61010-1/EN 61010-1 | [33 empty] | Holography, Scientific, Flow Cytometry, Particle Counting, DNA Sequencing, Microscopy | Cell Research, 3D Contour Mapping, 3D Contour Mapping | ABS | https://www.coherent.com/lasers/laser/genesis-cx-slm-series-end-user-oem |  | 2017-09-01
68 | Genesis CX561 SLM | Genesis Lasers | Laser | CW |  | OPSL | 1000 | [24 empty] | ±1 | [7 empty] | Yes | Visible | 561 |  |  | 3 | 3 | >99 | [15 empty] | CW | [20 empty] | 50-60 | [15 empty] | 100 | 240 | 500 | [26 empty] | <0.5 | [9 empty] | <5 | ±<1 |  |  |  | <1.1 |  |  | 2.25 ± 10% |  |  | ±0.5 | [6 empty] | 1.0 ± 0.1 | [5 empty] | <5 | [5 empty] | Linear, >100:1 |  |  | Horizontal, ±5º |  | <2 |  | <0.1% between 10 Hz to 1 MHz |  | TEM00 | [21 empty] | 2 | [11 empty] | 281 x 156 x 85 | [67 empty] | -10 to 60 | 10 to 40 | [16 empty] | <10 |  |  |  |  | 5 to 95 | [22 empty] | Yes |  | IEC 61010-1/EN 61010-1 | [33 empty] | Holography, Scientific, Flow Cytometry, Particle Counting, DNA Sequencing, Microscopy | Cell Research, 3D Contour Mapping, 3D Contour Mapping | ABS | https://www.coherent.com/lasers/laser/genesis-cx-slm-series-end-user-oem |  | 2017-09-01
69 | Genesis CX577 SLM | Genesis Lasers | Laser | CW |  | OPSL | 2000 | [24 empty] | ±1 | [7 empty] | Yes | Visible | 577 |  |  | 3 | 3 | >99 | [15 empty] | CW | [20 empty] | 50-60 | [15 empty] | 100 | 240 | 500 | [26 empty] | <0.5 | [9 empty] | <5 | ±<1 |  |  |  | <1.1 |  |  | 2.25 ± 10% |  |  | ±0.5 | [6 empty] | 1.0 ± 0.1 | [5 empty] | <5 | [5 empty] | Linear, >100:1 |  |  | Horizontal, ±5º |  | <2 |  | <0.1% between 10 Hz to 1 MHz |  | TEM00 | [21 empty] | 2 | [11 empty] | 281 x 156 x 85 | [67 empty] | -10 to 60 | 10 to 40 | [16 empty] | <10 |  |  |  |  | 5 to 95 | [22 empty] | Yes |  | IEC 61010-1/EN 61010-1 | [33 empty] | Holography, Scientific, Flow Cytometry, Particle Counting, DNA Sequencing, Microscopy | Cell Research, 3D Contour Mapping, 3D Contour Mapping | ABS | https://www.coherent.com/lasers/laser/genesis-cx-slm-series-end-user-oem |  | 2017-09-01
70 | Genesis CX590 SLM | Genesis Lasers | Laser | CW |  | OPSL | 1000 | [24 empty] | ±1 | [7 empty] | Yes | Visible | 590 |  |  | 3 | 3 | >99 | [15 empty] | CW | [20 empty] | 50-60 | [15 empty] | 100 | 240 | 500 | [26 empty] | <0.5 | [9 empty] | <5 | ±<1 |  |  |  | <1.1 |  |  | 2.25 ± 10% |  |  | ±0.5 | [6 empty] | 1.0 ± 0.1 | [5 empty] | <5 | [5 empty] | Linear, >100:1 |  |  | Horizontal, ±5º |  | <2 |  | <0.1% between 10 Hz to 1 MHz |  | TEM00 | [21 empty] | 2 | [11 empty] | 281 x 156 x 85 | [67 empty] | -10 to 60 | 10 to 40 | [16 empty] | <10 |  |  |  |  | 5 to 95 | [22 empty] | Yes |  | IEC 61010-1/EN 61010-1 | [33 empty] | Holography, Scientific, Flow Cytometry, Particle Counting, DNA Sequencing, Microscopy | Cell Research, 3D Contour Mapping, 3D Contour Mapping | ABS | https://www.coherent.com/lasers/laser/genesis-cx-slm-series-end-user-oem |  | 2017-09-01
71 | Genesis CX355 STM Compact (OEM) | Genesis Lasers | Laser | CW |  | OPSL | 40, 60, 80, 100 | 60 | 40 | 100 | [21 empty] | ±<1 | [7 empty] | Yes | UV | 355 |  |  | 2 | 2 | [16 empty] | CW | [20 empty] | 50-60 | [15 empty] | 100 | 240 | 500 | [26 empty] | <1.2 | [9 empty] | <5 | ±<1 | ±<1 |  |  | <1.2 |  |  |  | 0.975 ± 0.2 | 0.915 ± 0.2 | ±325 | [6 empty] | 1.0 ± 0.1 | [5 empty] | <50000 | [5 empty] | Linear, >100:1 |  |  | Horizontal, ±5º |  | <6 |  | <0.1% between 10 Hz to 1 MHz |  | TEM00 | [21 empty] | 2 | [11 empty] | 250.1 x 138.0 x 50.8 | [67 empty] | -10 to 60 | 10 to 40 | [16 empty] | <10 |  |  |  |  | 5 to 95 | [22 empty] | Yes |  | IEC 61010-1/EN 61010-1 | [33 empty] | Flow Cytometry, Particle Counting, Microscopy |  |  | https://www.coherent.com/lasers/laser/genesis-cx-stm-compact-oem |  | 2017-09-01
72 | Genesis CX355 STM | Genesis Lasers | Laser | CW |  | OPSL | 40, 60, 80, 100, 150, 200, 250 | 210 | 40 | 250 | [21 empty] | ±1 | [7 empty] | Yes | UV | 355 |  |  | 2 | 2 | >99 | [15 empty] | CW | [20 empty] | 50-60 | [15 empty] | 100 | 240 | 500 | [26 empty] | <1.2 | [9 empty] | <5 | ±<1 | ±<1 |  |  | <1.2 |  |  |  | 0.975 ± 0.2 | 0.915 ± 0.2 | ±325 | [6 empty] | 1.0 ± 0.1 | [5 empty] | <50000 | [5 empty] | Linear, >100:1 |  |  | Vertical, ±5º |  | <6 |  | <0.1% between 10 Hz to 1 MHz |  | TEM00 | [21 empty] | 2 | [11 empty] | 281 x 156 x 85 | [67 empty] | -10 to 60 | 10 to 40 | [16 empty] | <10 |  |  |  |  | 5 to 95 | [22 empty] | Yes |  | IEC 61010-1/EN 61010-1 | [33 empty] | Flow Cytometry, Particle Counting, DNA Sequencing, Microscopy |  |  | https://www.coherent.com/lasers/laser/genesis-cx-stm-series |  | 2017-09-01
73 | Genesis CX460 STM | Genesis Lasers | Laser | CW |  | OPSL | 1000 | [24 empty] | ±1 | [7 empty] | Yes | Visible | 460 |  |  | 3 | 3 | >99 | [15 empty] | CW | [20 empty] | 50-60 | [15 empty] | 100 | 240 | 500 | [26 empty] | <0.5 | [9 empty] | <5 | ±<1 |  |  |  | <1.1 |  |  | 2.25 ± 10% |  |  | ±0.5 | [6 empty] | 1.0 ± 0.1 | [5 empty] | <30000 | [5 empty] | Linear, >100:1 |  |  | Horizontal, ±5º |  | <2 |  | <0.1% between 10 Hz to 1 MHz |  | TEM00 | [21 empty] | 2 | [11 empty] | 281 x 156 x 85 | [67 empty] | -10 to 60 | 10 to 40 | [16 empty] | <10 |  |  |  |  | 5 to 95 | [22 empty] | Yes |  | IEC 61010-1/EN 61010-1 | [33 empty] | Flow Cytometry, Particle Counting, DNA Sequencing, Microscopy |  |  | https://www.coherent.com/lasers/laser/genesis-cx-stm-series |  | 2017-09-01
74 | Genesis CX480 STM | Genesis Lasers | Laser | CW |  | OPSL | 1000, 2000 | 1000 | 1000 | 2000 | [21 empty] | ±1 | [7 empty] | Yes | Visible | 480 |  |  | 3 | 3 | >99 | [15 empty] | CW | [20 empty] | 50-60 | [15 empty] | 100 | 240 | 500 | [26 empty] | <0.5 | [9 empty] | <5 | ±<1 |  |  |  | <1.1 |  |  | 2.25 ± 10% |  |  | ±0.5 | [6 empty] | 1.0 ± 0.1 | [5 empty] | <30000 | [5 empty] | Linear, >100:1 |  |  | Horizontal, ±5º |  | <2 |  | <0.1% between 10 Hz to 1 MHz |  | TEM00 | [21 empty] | 2 | [11 empty] | 281 x 156 x 85 | [67 empty] | -10 to 60 | 10 to 40 | [16 empty] | <10 |  |  |  |  | 5 to 95 | [22 empty] | Yes |  | IEC 61010-1/EN 61010-1 | [33 empty] | Flow Cytometry, Particle Counting, DNA Sequencing, Microscopy |  |  | https://www.coherent.com/lasers/laser/genesis-cx-stm-series |  | 2017-09-01
75 | Genesis CX488 STM | Genesis Lasers | Laser | CW |  | OPSL | 2000, 4000 | 2000 | 2000 | 4000 | [21 empty] | ±1 | [7 empty] | Yes | Visible | 488 |  |  | 3 | 3 | >99 | [15 empty] | CW | [20 empty] | 50-60 | [15 empty] | 100 | 240 | 500 | [26 empty] | <0.5 | [9 empty] | <5 | ±<1 |  |  |  | <1.1 |  |  | 2.25 ± 10% |  |  | ±0.5 | [6 empty] | 1.0 ± 0.1 | [5 empty] | <30000 | [5 empty] | Linear, >100:1 |  |  | Horizontal, ±5º |  | <2 |  | <0.1% between 10 Hz to 1 MHz |  | TEM00 | [21 empty] | 2 | [11 empty] | 281 x 156 x 85 | [67 empty] | -10 to 60 | 10 to 40 | [16 empty] | <10 |  |  |  |  | 5 to 95 | [22 empty] | Yes |  | IEC 61010-1/EN 61010-1 | [33 empty] | Flow Cytometry, Particle Counting, DNA Sequencing, Microscopy |  |  | https://www.coherent.com/lasers/laser/genesis-cx-stm-series |  | 2017-09-01
76 | Genesis CX514 STM | Genesis Lasers | Laser | CW |  | OPSL | 2000, 4000 | 2000 | 2000 | 4000 | [21 empty] | ±1 | [7 empty] | Yes | Visible | 514 |  |  | 3 | 3 | >99 | [15 empty] | CW | [20 empty] | 50-60 | [15 empty] | 100 | 240 | 500 | [26 empty] | <0.5 | [9 empty] | <5 | ±<1 |  |  |  | <1.1 |  |  | 2.25 ± 10% |  |  | ±0.5 | [6 empty] | 1.0 ± 0.1 | [5 empty] | <30000 | [5 empty] | Linear, >100:1 |  |  | Horizontal, ±5º |  | <2 |  | <0.1% between 10 Hz to 1 MHz |  | TEM00 | [21 empty] | 2 | [11 empty] | 281 x 156 x 85 | [67 empty] | -10 to 60 | 10 to 40 | [16 empty] | <10 |  |  |  |  | 5 to 95 | [22 empty] | Yes |  | IEC 61010-1/EN 61010-1 | [33 empty] | Flow Cytometry, Particle Counting, DNA Sequencing, Microscopy |  |  | https://www.coherent.com/lasers/laser/genesis-cx-stm-series |  | 2017-09-01
77 | Genesis CX532 STM | Genesis Lasers | Laser | CW |  | OPSL | 2000, 4000, 5000, 6000, 7000 | 5000 | 2000 | 7000 | [21 empty] | ±1 | [7 empty] | Yes | Visible | 532 |  |  | 3 | 3 | >99 | [15 empty] | CW | [20 empty] | 50-60 | [15 empty] | 100 | 240 | 500 | [26 empty] | <0.5 | [9 empty] | <5 | ±<1 |  |  |  | <1.1 |  |  | 2.25 ± 10% |  |  | ±0.5 | [6 empty] | 1.0 ± 0.1 | [5 empty] | <30000 | [5 empty] | Linear, >100:1 |  |  | Horizontal, ±5º |  | <2 |  | <0.1% between 10 Hz to 1 MHz |  | TEM00 | [21 empty] | 2 | [11 empty] | 281 x 156 x 85 | [67 empty] | -10 to 60 | 10 to 40 | [16 empty] | <10 |  |  |  |  | 5 to 95 | [22 empty] | Yes |  | IEC 61010-1/EN 61010-1 | [33 empty] | Flow Cytometry, Particle Counting, DNA Sequencing, Microscopy |  |  | https://www.coherent.com/lasers/laser/genesis-cx-stm-series |  | 2017-09-01
78 | Genesis CX532 STM | Genesis Lasers | Laser | CW |  | OPSL | 8000, 10000 | 2000 | 8000 | 10000 | [21 empty] | ±1 | [7 empty] | Yes | Visible | 532 |  |  | 3 | 3 | >99 | [15 empty] | CW | [20 empty] | 50-60 | [15 empty] | 100 | 240 | 700 | [26 empty] | <0.5 | [9 empty] | <5 | ±<1 |  |  |  | <1.1 |  |  | 2.25 ± 10% |  |  | ±0.5 | [6 empty] | 1.0 ± 0.1 | [5 empty] | <30000 | [5 empty] | Linear, >100:1 |  |  | Horizontal, ±5º |  | <2 |  | <0.1% between 10 Hz to 1 MHz |  | TEM00 | [21 empty] | 2 | [11 empty] | 281 x 156 x 85 | [67 empty] | -10 to 60 | 10 to 40 | [16 empty] | <10 |  |  |  |  | 5 to 95 | [22 empty] | Yes |  | IEC 61010-1/EN 61010-1 | [33 empty] | Flow Cytometry, Particle Counting, DNA Sequencing, Microscopy |  |  | https://www.coherent.com/lasers/laser/genesis-cx-stm-series |  | 2017-09-01
79 | Genesis CX561 STM | Genesis Lasers | Laser | CW |  | OPSL | 3000 | [24 empty] | ±1 | [7 empty] | Yes | Visible | 561 |  |  | 3 | 3 | >99 | [15 empty] | CW | [20 empty] | 50-60 | [15 empty] | 100 | 240 | 700 | [26 empty] | <0.5 | [9 empty] | <5 | ±<1 |  |  |  | <1.1 |  |  | 2.25 ± 10% |  |  | ±0.5 | [6 empty] | 1.0 ± 0.1 | [5 empty] | <30000 | [5 empty] | Linear, >100:1 |  |  | Horizontal, ±5º |  | <2 |  | <0.1% between 10 Hz to 1 MHz |  | TEM00 | [21 empty] | 2 | [11 empty] | 281 x 156 x 85 | [67 empty] | -10 to 60 | 10 to 40 | [16 empty] | <10 |  |  |  |  | 5 to 95 | [22 empty] | Yes |  | IEC 61010-1/EN 61010-1 | [33 empty] | Flow Cytometry, Particle Counting, DNA Sequencing, Microscopy |  |  | https://www.coherent.com/lasers/laser/genesis-cx-stm-series |  | 2017-09-01
80 | Genesis CX577 STM | Genesis Lasers | Laser | CW |  | OPSL | 1000, 2000 | 1000 | 1000 | 2000 | [21 empty] | ±1 | [7 empty] | Yes | Visible | 577 |  |  | 3 | 3 | >99 | [15 empty] | CW | [20 empty] | 50-60 | [15 empty] | 100 | 240 | 500 | [26 empty] | <0.5 | [9 empty] | <5 | ±<1 |  |  |  | <1.1 |  |  | 2.25 ± 10% |  |  | ±0.5 | [6 empty] | 1.0 ± 0.1 | [5 empty] | <30000 | [5 empty] | Linear, >100:1 |  |  | Horizontal, ±5º |  | <2 |  | <0.1% between 10 Hz to 1 MHz |  | TEM00 | [21 empty] | 2 | [11 empty] | 281 x 156 x 85 | [67 empty] | -10 to 60 | 10 to 40 | [16 empty] | <10 |  |  |  |  | 5 to 95 | [22 empty] | Yes |  | IEC 61010-1/EN 61010-1 | [33 empty] | Flow Cytometry, Particle Counting, DNA Sequencing, Microscopy |  |  | https://www.coherent.com/lasers/laser/genesis-cx-stm-series |  | 2017-09-01
81 | Genesis CX590 STM | Genesis Lasers | Laser | CW |  | OPSL | 1000, 2000, 3000 | 2000 | 1000 | 3000 | [21 empty] | ±1 | [7 empty] | Yes | Visible | 590 |  |  | 3 | 3 | >99 | [15 empty] | CW | [20 empty] | 50-60 | [15 empty] | 100 | 240 | 500 | [26 empty] | <0.5 | [9 empty] | <5 | ±<1 |  |  |  | <1.1 |  |  | 2.25 ± 10% |  |  | ±0.5 | [6 empty] | 1.0 ± 0.1 | [5 empty] | <30000 | [5 empty] | Linear, >100:1 |  |  | Horizontal, ±5º |  | <2 |  | <0.1% between 10 Hz to 1 MHz |  | TEM00 | [21 empty] | 2 | [11 empty] | 281 x 156 x 85 | [67 empty] | -10 to 60 | 10 to 40 | [16 empty] | <10 |  |  |  |  | 5 to 95 | [22 empty] | Yes |  | IEC 61010-1/EN 61010-1 | [33 empty] | Flow Cytometry, Particle Counting, DNA Sequencing, Microscopy |  |  | https://www.coherent.com/lasers/laser/genesis-cx-stm-series |  | 2017-09-01
82 | Genesis MX460 SLM | Genesis Lasers | Laser | CW |  | OPSL | 500 | [24 empty] | ±1 | [7 empty] | Yes | Visible | 460 |  |  | 3 | 3 | >99 | [15 empty] | CW | [20 empty] | 50-60 | [15 empty] | 100 | 240 | 500 | [26 empty] | 0.7 ± 0.1 | [9 empty] | <5 | ±<1 | ±<1 |  |  | <1.1 |  |  | 1.0 ± 0.1 |  |  | ±0.25 | [6 empty] | 1.0 ± 0.1 | [5 empty] | <5 | [5 empty] | Linear, >100:1 |  |  | Vertical, ±5º |  | <5 |  | <0.1% between 10 Hz to 1 MHz |  | TEM00 | [21 empty] | 2 | [11 empty] | 281 x 156 x 85 | [67 empty] | -10 to 60 | 10 to 40 | [16 empty] | <10 |  |  |  |  | 5 to 95 | [22 empty] | Yes |  | IEC 61010-1/EN 61010-1 | [33 empty] | Interferometry, Holography, Flow Cytometry, Particle Counting, DNA Sequencing, Microscopy |  |  | https://www.coherent.com/lasers/laser/genesis-mx-series/genesis-mx-slm-series |  | 2017-09-01
83 | Genesis MX480 SLM | Genesis Lasers | Laser | CW |  | OPSL | 500 | [24 empty] | ±1 | [7 empty] | Yes | Visible | 480 |  |  | 3 | 3 | >99 | [15 empty] | CW | [20 empty] | 50-60 | [15 empty] | 100 | 240 | 500 | [26 empty] | 0.7 ± 0.1 | [9 empty] | <5 | ±<1 | ±<1 |  |  | <1.1 |  |  | 1.0 ± 0.1 |  |  | ±0.25 | [6 empty] | 1.0 ± 0.1 | [5 empty] | <5 | [5 empty] | Linear, >100:1 |  |  | Vertical, ±5º |  | <5 |  | <0.1% between 10 Hz to 1 MHz |  | TEM00 | [21 empty] | 2 | [11 empty] | 281 x 156 x 85 | [67 empty] | -10 to 60 | 10 to 40 | [16 empty] | <10 |  |  |  |  | 5 to 95 | [22 empty] | Yes |  | IEC 61010-1/EN 61010-1 | [33 empty] | Interferometry, Holography, Flow Cytometry, Particle Counting, DNA Sequencing, Microscopy |  |  | https://www.coherent.com/lasers/laser/genesis-mx-series/genesis-mx-slm-series |  | 2017-09-01
84 | Genesis MX488 SLM | Genesis Lasers | Laser | CW |  | OPSL | 500, 1000 | 500 | 500 | 1000 | [21 empty] | ±1 | [7 empty] | Yes | Visible | 488 |  |  | 3 | 3 | >99 | [15 empty] | CW | [20 empty] | 50-60 | [15 empty] | 100 | 240 | 500 | [26 empty] | 0.7 ± 0.1 | [9 empty] | <5 | ±<1 | ±<1 |  |  | <1.1 |  |  | 1.0 ± 0.1 |  |  | ±0.25 | [6 empty] | 1.0 ± 0.1 | [5 empty] | <5 | [5 empty] | Linear, >100:1 |  |  | Vertical, ±5º |  | <5 |  | <0.1% between 10 Hz to 1 MHz |  | TEM00 | [21 empty] | 2 | [11 empty] | 281 x 156 x 85 | [67 empty] | -10 to 60 | 10 to 40 | [16 empty] | <10 |  |  |  |  | 5 to 95 | [22 empty] | Yes |  | IEC 61010-1/EN 61010-1 | [33 empty] | Interferometry, Holography, Flow Cytometry, Particle Counting, DNA Sequencing, Microscopy |  |  | https://www.coherent.com/lasers/laser/genesis-mx-series/genesis-mx-slm-series |  | 2017-09-01
85 | Genesis MX514 SLM | Genesis Lasers | Laser | CW |  | OPSL | 500, 1000 | 500 | 500 | 1000 | [21 empty] | ±1 | [7 empty] | Yes | Visible | 514 |  |  | 3 | 3 | >99 | [15 empty] | CW | [20 empty] | 50-60 | [15 empty] | 100 | 240 | 500 | [26 empty] | 0.7 ± 0.1 | [9 empty] | <5 | ±<1 | ±<1 |  |  | <1.1 |  |  | 1.0 ± 0.1 |  |  | ±0.25 | [6 empty] | 1.0 ± 0.1 | [5 empty] | <5 | [5 empty] | Linear, >100:1 |  |  | Vertical, ±5º |  | <5 |  | <0.1% between 10 Hz to 1 MHz |  | TEM00 | [21 empty] | 2 | [11 empty] | 281 x 156 x 85 | [67 empty] | -10 to 60 | 10 to 40 | [16 empty] | <10 |  |  |  |  | 5 to 95 | [22 empty] | Yes |  | IEC 61010-1/EN 61010-1 | [33 empty] | Interferometry, Holography, Flow Cytometry, Particle Counting, DNA Sequencing, Microscopy |  |  | https://www.coherent.com/lasers/laser/genesis-mx-series/genesis-mx-slm-series |  | 2017-09-01
86 | Genesis MX532 SLM | Genesis Lasers | Laser | CW |  | OPSL | 500, 1000 | 500 | 500 | 1000 | [21 empty] | ±1 | [7 empty] | Yes | Visible | 532 |  |  | 3 | 3 | >99 | [15 empty] | CW | [20 empty] | 50-60 | [15 empty] | 100 | 240 | 500 | [26 empty] | 0.7 ± 0.1 | [9 empty] | <5 | ±<1 | ±<1 |  |  | <1.1 |  |  | 1.0 ± 0.1 |  |  | ±0.25 | [6 empty] | 1.0 ± 0.1 | [5 empty] | <5 | [5 empty] | Linear, >100:1 |  |  | Vertical, ±5º |  | <5 |  | <0.1% between 10 Hz to 1 MHz |  | TEM00 | [21 empty] | 2 | [11 empty] | 281 x 156 x 85 | [67 empty] | -10 to 60 | 10 to 40 water-cooled, 10 to 35 air-cooled | [16 empty] | <10 |  |  |  |  | 5 to 95 | [22 empty] | Yes |  | IEC 61010-1/EN 61010-1 | [33 empty] | Interferometry, Holography, Flow Cytometry, Particle Counting, DNA Sequencing, Microscopy |  |  | https://www.coherent.com/lasers/laser/genesis-mx-series/genesis-mx-slm-series |  | 2017-09-01
87 | Genesis MX561 SLM | Genesis Lasers | Laser | CW |  | OPSL | 500 | [24 empty] | ±1 | [7 empty] | Yes | Visible | 561 |  |  | 3 | 3 | >99 | [15 empty] | CW | [20 empty] | 50-60 | [15 empty] | 100 | 240 | 500 | [26 empty] | 0.7 ± 0.1 | [9 empty] | <5 | ±<1 | ±<1 |  |  | <1.1 |  |  | 1.0 ± 0.1 |  |  | ±0.25 | [6 empty] | 1.0 ± 0.1 | [5 empty] | <5 | [5 empty] | Linear, >100:1 |  |  | Vertical, ±5º |  | <5 |  | <0.1% between 10 Hz to 1 MHz |  | TEM00 | [21 empty] | 2 | [11 empty] | 281 x 156 x 85 | [67 empty] | -10 to 60 | 10 to 40 water-cooled, 10 to 35 air-cooled | [16 empty] | <10 |  |  |  |  | 5 to 95 | [22 empty] | Yes |  | IEC 61010-1/EN 61010-1 | [33 empty] | Interferometry, Holography, Flow Cytometry, Particle Counting, DNA Sequencing, Microscopy |  |  | https://www.coherent.com/lasers/laser/genesis-mx-series/genesis-mx-slm-series |  | 2017-09-01
88 | Genesis MX577 SLM | Genesis Lasers | Laser | CW |  | OPSL | 500, 1000 | 500 | 500 | 1000 | [21 empty] | ±1 | [7 empty] | Yes | Visible | 577 |  |  | 3 | 3 | >99 | [15 empty] | CW | [20 empty] | 50-60 | [15 empty] | 100 | 240 | 500 | [26 empty] | 0.7 ± 0.1 | [9 empty] | <5 | ±<1 | ±<1 |  |  | <1.1 |  |  | 1.0 ± 0.1 |  |  | ±0.25 | [6 empty] | 1.0 ± 0.1 | [5 empty] | <5 | [5 empty] | Linear, >100:1 |  |  | Vertical, ±5º |  | <5 |  | <0.1% between 10 Hz to 1 MHz |  | TEM00 | [21 empty] | 2 | [11 empty] | 281 x 156 x 85 | [67 empty] | -10 to 60 | 10 to 40 water-cooled, 10 to 35 air-cooled | [16 empty] | <10 |  |  |  |  | 5 to 95 | [22 empty] | Yes |  | IEC 61010-1/EN 61010-1 | [33 empty] | Interferometry, Holography, Flow Cytometry, Particle Counting, DNA Sequencing, Microscopy |  |  | https://www.coherent.com/lasers/laser/genesis-mx-series/genesis-mx-slm-series |  | 2017-09-01
89 | Genesis MX590 SLM | Genesis Lasers | Laser | CW |  | OPSL | 500, 1000 | 500 | 500 | 1000 | [21 empty] | ±1 | [7 empty] | Yes | Visible | 590 |  |  | 3 | 3 | >99 | [15 empty] | CW | [20 empty] | 50-60 | [15 empty] | 100 | 240 | 500 | [26 empty] | 0.7 ± 0.1 | [9 empty] | <5 | ±<1 | ±<1 |  |  | <1.1 |  |  | 1.0 ± 0.1 |  |  | ±0.25 | [6 empty] | 1.0 ± 0.1 | [5 empty] | <5 | [5 empty] | Linear, >100:1 |  |  | Vertical, ±5º |  | <5 |  | <0.1% between 10 Hz to 1 MHz |  | TEM00 | [21 empty] | 2 | [11 empty] | 281 x 156 x 85 | [67 empty] | -10 to 60 | 10 to 40 water-cooled, 10 to 35 air-cooled | [16 empty] | <10 |  |  |  |  | 5 to 95 | [22 empty] | Yes |  | IEC 61010-1/EN 61010-1 | [33 empty] | Interferometry, Holography, Flow Cytometry, Particle Counting, DNA Sequencing, Microscopy |  |  | https://www.coherent.com/lasers/laser/genesis-mx-series/genesis-mx-slm-series |  | 2017-09-01
90 | Genesis MX460 SLM (OEM) | Genesis Lasers | Laser | CW |  | OPSL | 500 | [32 empty] | Yes | Visible | 460 |  |  | 3 | 3 | [16 empty] | CW | [26 empty] | <15 |  | <12.5 | [5 empty] | 1.5-2.2 | [14 empty] | Available | [15 empty] | 0.7 ± 0.1 | [10 empty] | ±<1 | ±<1 |  |  | <1.1 |  |  | 1.0 ± 0.1 |  |  | ±0.25 | [6 empty] | 1.0 ± 0.1 | [5 empty] | <5 | <1.1 |  |  |  | <1% between 10 Hz to 5 kHz | Horizontal, >100:1 |  |  |  |  | <5 |  | <0.1% between 10 Hz to 1 MHz |  | TEM00 |  | <1.1 | [31 empty] | 121 x 44 x 65 | 0.73 | [38 empty] | 25 ± 2 | [11 empty] | Active cooling requirement | [33 empty] | <10 |  | Non-condensing | [25 empty] | No | [35 empty] | Interferometry, Holography, Flow Cytometry, Particle Counting, DNA Sequencing, Microscopy |  |  | https://www.coherent.com/lasers/laser/genesis-mx-series/genesis-mx-slm-series |  | 2017-09-01
91 | Genesis MX480 SLM (OEM) | Genesis Lasers | Laser | CW |  | OPSL | 500 | [32 empty] | Yes | Visible | 480 |  |  | 3 | 3 | [16 empty] | CW | [26 empty] | <12 |  | <10 | [5 empty] | 1.5-2.2 | [14 empty] | Available | [15 empty] | 0.7 ± 0.1 | [10 empty] | ±<1 | ±<1 |  |  | <1.1 |  |  | 1.0 ± 0.1 |  |  | ±0.25 | [6 empty] | 1.0 ± 0.1 | [5 empty] | <5 | <1.1 |  |  |  | <1% between 10 Hz to 5 kHz | Horizontal, >100:1 |  |  |  |  | <5 |  | <0.1% between 10 Hz to 1 MHz |  | TEM00 |  | <1.1 | [31 empty] | 121 x 44 x 65 | 0.73 | [38 empty] | 25 ± 2 | [11 empty] | Active cooling requirement | [33 empty] | <10 |  | Non-condensing | [25 empty] | No | [35 empty] | Interferometry, Holography, Flow Cytometry, Particle Counting, DNA Sequencing, Microscopy |  |  | https://www.coherent.com/lasers/laser/genesis-mx-series/genesis-mx-slm-series |  | 2017-09-01
92 | Genesis MX488 SLM (OEM) | Genesis Lasers | Laser | CW |  | OPSL | 500, 1000 | 500 | 500 | 1000 | [29 empty] | Yes | Visible | 488 |  |  | 3 | 3 | [16 empty] | CW | [26 empty] | <12, <15 |  | <10, <12.5 | [5 empty] | 1.5-2.2 | [14 empty] | Available | [15 empty] | 0.7 ± 0.1 | [10 empty] | ±<1 | ±<1 |  |  | <1.1 |  |  | 1.0 ± 0.1 |  |  | ±0.25 | [6 empty] | 1.0 ± 0.1 | [5 empty] | <5 | <1.1 |  |  |  | <1% between 10 Hz to 5 kHz | Horizontal, >100:1 |  |  |  |  | <5 |  | <0.1% between 10 Hz to 1 MHz |  | TEM00 |  | <1.1 | [31 empty] | 121 x 44 x 65 | 0.73 | [38 empty] | 25 ± 2 | [11 empty] | Active cooling requirement | [33 empty] | <10 |  | Non-condensing | [25 empty] | No | [35 empty] | Interferometry, Holography, Flow Cytometry, Particle Counting, DNA Sequencing, Microscopy |  |  | https://www.coherent.com/lasers/laser/genesis-mx-series/genesis-mx-slm-series |  | 2017-09-01
93 | Genesis MX514 SLM (OEM) | Genesis Lasers | Laser | CW |  | OPSL | 500, 1000 | 500 | 500 | 1000 | [29 empty] | Yes | Visible | 514 |  |  | 3 | 3 | [16 empty] | CW | [26 empty] | <12, <15 |  | <10, <12.5 | [5 empty] | 1.5-2.2 | [14 empty] | Available | [15 empty] | 0.7 ± 0.1 | [10 empty] | ±<1 | ±<1 |  |  | <1.1 |  |  | 1.0 ± 0.1 |  |  | ±0.25 | [6 empty] | 1.0 ± 0.1 | [5 empty] | <5 | <1.1 |  |  |  | <1% between 10 Hz to 5 kHz | Horizontal, >100:1 |  |  |  |  | <5 |  | <0.1% between 10 Hz to 1 MHz |  | TEM00 |  | <1.1 | [31 empty] | 121 x 44 x 65 | 0.73 | [38 empty] | 25 ± 2 | [11 empty] | Active cooling requirement | [33 empty] | <10 |  | Non-condensing | [25 empty] | No | [35 empty] | Interferometry, Holography, Flow Cytometry, Particle Counting, DNA Sequencing, Microscopy |  |  | https://www.coherent.com/lasers/laser/genesis-mx-series/genesis-mx-slm-series |  | 2017-09-01
94 | Genesis MX532 SLM (OEM) | Genesis Lasers | Laser | CW |  | OPSL | 500, 1000 | 500 | 500 | 1000 | [29 empty] | Yes | Visible | 532 |  |  | 3 | 3 | [16 empty] | CW | [26 empty] | <12, <15 |  | <10, <12.5 | [5 empty] | 1.5-2.2 | [14 empty] | Available | [15 empty] | 0.7 ± 0.1 | [10 empty] | ±<1 | ±<1 |  |  | <1.1 |  |  | 1.0 ± 0.1 |  |  | ±0.25 | [6 empty] | 1.0 ± 0.1 | [5 empty] | <5 | <1.1 |  |  |  | <1% between 10 Hz to 5 kHz | Horizontal, >100:1 |  |  |  |  | <5 |  | <0.1% between 10 Hz to 1 MHz |  | TEM00 |  | <1.1 | [31 empty] | 121 x 44 x 65 | 0.73 | [38 empty] | 25 ± 2 | [11 empty] | Active cooling requirement | [33 empty] | <10 |  | Non-condensing | [25 empty] | No | [35 empty] | Interferometry, Holography, Flow Cytometry, Particle Counting, DNA Sequencing, Microscopy |  |  | https://www.coherent.com/lasers/laser/genesis-mx-series/genesis-mx-slm-series |  | 2017-09-01
95 | Genesis MX561 SLM (OEM) | Genesis Lasers | Laser | CW |  | OPSL | 500 | [32 empty] | Yes | Visible | 561 |  |  | 3 | 3 | [16 empty] | CW | [26 empty] | <12 |  | <10 | [5 empty] | 1.5-2.2 | [14 empty] | Available | [15 empty] | 0.7 ± 0.1 | [10 empty] | ±<1 | ±<1 |  |  | <1.1 |  |  | 1.0 ± 0.1 |  |  | ±0.25 | [6 empty] | 1.0 ± 0.1 | [5 empty] | <5 | <1.1 |  |  |  | <1% between 10 Hz to 5 kHz | Horizontal, >100:1 |  |  |  |  | <5 |  | <0.1% between 10 Hz to 1 MHz |  | TEM00 |  | <1.1 | [31 empty] | 121 x 44 x 65 | 0.73 | [38 empty] | 25 ± 2 | [11 empty] | Active cooling requirement | [33 empty] | <10 |  | Non-condensing | [25 empty] | No | [35 empty] | Interferometry, Holography, Flow Cytometry, Particle Counting, DNA Sequencing, Microscopy |  |  | https://www.coherent.com/lasers/laser/genesis-mx-series/genesis-mx-slm-series |  | 2017-09-01
96 | Genesis MX577 SLM (OEM) | Genesis Lasers | Laser | CW |  | OPSL | 500, 1000 | 500 | 500 | 1000 | [29 empty] | Yes | Visible | 577 |  |  | 3 | 3 | [16 empty] | CW | [26 empty] | <12, <15 |  | <10, <12.5 | [5 empty] | 1.5-2.2 | [14 empty] | Available | [15 empty] | 0.7 ± 0.1 | [10 empty] | ±<1 | ±<1 |  |  | <1.1 |  |  | 1.0 ± 0.1 |  |  | ±0.25 | [6 empty] | 1.0 ± 0.1 | [5 empty] | <5 | <1.1 |  |  |  | <1% between 10 Hz to 5 kHz | Horizontal, >100:1 |  |  |  |  | <5 |  | <0.1% between 10 Hz to 1 MHz |  | TEM00 |  | <1.1 | [31 empty] | 121 x 44 x 65 | 0.73 | [38 empty] | 25 ± 2 | [11 empty] | Active cooling requirement | [33 empty] | <10 |  | Non-condensing | [25 empty] | No | [35 empty] | Interferometry, Holography, Flow Cytometry, Particle Counting, DNA Sequencing, Microscopy |  |  | https://www.coherent.com/lasers/laser/genesis-mx-series/genesis-mx-slm-series |  | 2017-09-01
97 | Genesis MX590 SLM (OEM) | Genesis Lasers | Laser | CW |  | OPSL | 500, 1000 | 500 | 500 | 1000 | [29 empty] | Yes | Visible | 590 |  |  | 3 | 3 | [16 empty] | CW | [26 empty] | <12, <15 |  | <10, <12.5 | [5 empty] | 1.5-2.2 | [14 empty] | Available | [15 empty] | 0.7 ± 0.1 | [10 empty] | ±<1 | ±<1 |  |  | <1.1 |  |  | 1.0 ± 0.1 |  |  | ±0.25 | [6 empty] | 1.0 ± 0.1 | [5 empty] | <5 | <1.1 |  |  |  | <1% between 10 Hz to 5 kHz | Horizontal, >100:1 |  |  |  |  | <5 |  | <0.1% between 10 Hz to 1 MHz |  | TEM00 |  | <1.1 | [31 empty] | 121 x 44 x 65 | 0.73 | [38 empty] | 25 ± 2 | [11 empty] | Active cooling requirement | [33 empty] | <10 |  | Non-condensing | [25 empty] | No | [35 empty] | Interferometry, Holography, Flow Cytometry, Particle Counting, DNA Sequencing, Microscopy |  |  | https://www.coherent.com/lasers/laser/genesis-mx-series/genesis-mx-slm-series |  | 2017-09-01
98 | Genesis MX460 STM | Genesis Lasers | Laser | CW |  | OPSL | 500 | [24 empty] | ±1 | [7 empty] | Yes | Visible | 460 |  |  | 3 | 3 | >99 | [15 empty] | CW | [20 empty] | 50-60 | [15 empty] | 100 | 240 | 500 | [26 empty] | 0.7 ± 0.1 | [10 empty] | ±<1 | ±<1 |  |  | <1.1 |  |  | 1.0 ± 0.1 |  |  | ±0.25 | [6 empty] | 1.0 ± 0.1 | [5 empty] | <5000 | [5 empty] | Linear, >100:1 |  |  | Vertical, ±5º |  | <5 |  | <0.1% between 10 Hz to 1 MHz |  | TEM00 | [21 empty] | 2 | [11 empty] | 220 x 79 x 90 | [67 empty] | -10 to 60 | 10 to 40 | [16 empty] | <10 |  |  |  |  | 5 to 95 | [22 empty] | Yes |  | IEC 61010-1/EN 61010-1 | [33 empty] | Life Sciences |  |  | https://www.coherent.com/lasers/laser/genesis-mx-series/genesis-mx-stm-series |  | 2017-09-01
99 | Genesis MX480 STM | Genesis Lasers | Laser | CW |  | OPSL | 500 | [24 empty] | ±1 | [7 empty] | Yes | Visible | 480 |  |  | 3 | 3 | >99 | [15 empty] | CW | [20 empty] | 50-60 | [15 empty] | 100 | 240 | 500 | [26 empty] | 0.7 ± 0.1 | [10 empty] | ±<1 | ±<1 |  |  | <1.1 |  |  | 1.0 ± 0.1 |  |  | ±0.25 | [6 empty] | 1.0 ± 0.1 | [5 empty] | <5000 | [5 empty] | Linear, >100:1 |  |  | Vertical, ±5º |  | <5 |  | <0.1% between 10 Hz to 1 MHz |  | TEM00 | [21 empty] | 2 | [11 empty] | 220 x 79 x 90 | [67 empty] | -10 to 60 | 10 to 40 | [16 empty] | <10 |  |  |  |  | 5 to 95 | [22 empty] | Yes |  | IEC 61010-1/EN 61010-1 | [33 empty] | Life Sciences |  |  | https://www.coherent.com/lasers/laser/genesis-mx-series/genesis-mx-stm-series |  | 2017-09-01
100 | Genesis MX488 STM | Genesis Lasers | Laser | CW |  | OPSL | 500, 1000 | 500 | 500 | 1000 | [21 empty] | ±1 | [7 empty] | Yes | Visible | 488 |  |  | 3 | 3 | >99 | [15 empty] | CW | [20 empty] | 50-60 | [15 empty] | 100 | 240 | 500 | [26 empty] | 0.7 ± 0.1 | [10 empty] | ±<1 | ±<1 |  |  | <1.1 |  |  | 1.0 ± 0.1 |  |  | ±0.25 | [6 empty] | 1.0 ± 0.1 | [5 empty] | <5000 | [5 empty] | Linear, >100:1 |  |  | Vertical, ±5º |  | <5 |  | <0.1% between 10 Hz to 1 MHz |  | TEM00 | [21 empty] | 2 | [11 empty] | 220 x 79 x 90 | [67 empty] | -10 to 60 | 10 to 40 | [16 empty] | <10 |  |  |  |  | 5 to 95 | [22 empty] | Yes |  | IEC 61010-1/EN 61010-1 | [33 empty] | Life Sciences |  |  | https://www.coherent.com/lasers/laser/genesis-mx-series/genesis-mx-stm-series |  | 2017-09-01
101 | Genesis MX514 STM | Genesis Lasers | Laser | CW |  | OPSL | 500, 1000 | 500 | 500 | 1000 | [21 empty] | ±1 | [7 empty] | Yes | Visible | 514 |  |  | 3 | 3 | >99 | [15 empty] | CW | [20 empty] | 50-60 | [15 empty] | 100 | 240 | 500 | [26 empty] | 0.7 ± 0.1 | [10 empty] | ±<1 | ±<1 |  |  | <1.1 |  |  | 1.0 ± 0.1 |  |  | ±0.25 | [6 empty] | 1.0 ± 0.1 | [5 empty] | <5000 | [5 empty] | Linear, >100:1 |  |  | Vertical, ±5º |  | <5 |  | <0.1% between 10 Hz to 1 MHz |  | TEM00 | [21 empty] | 2 | [11 empty] | 220 x 79 x 90 | [67 empty] | -10 to 60 | 10 to 40 | [16 empty] | <10 |  |  |  |  | 5 to 95 | [22 empty] | Yes |  | IEC 61010-1/EN 61010-1 | [33 empty] | Life Sciences |  |  | https://www.coherent.com/lasers/laser/genesis-mx-series/genesis-mx-stm-series |  | 2017-09-01
102 | Genesis MX532 STM | Genesis Lasers | Laser | CW |  | OPSL | 500, 1000 | 500 | 500 | 1000 | [21 empty] | ±1 | [7 empty] | Yes | Visible | 532 |  |  | 3 | 3 | >99 | [15 empty] | CW | [20 empty] | 50-60 | [15 empty] | 100 | 240 | 500 | [26 empty] | 0.7 ± 0.1 | [10 empty] | ±<1 | ±<1 |  |  | <1.1 |  |  | 1.0 ± 0.1 |  |  | ±0.25 | [6 empty] | 1.0 ± 0.1 | [5 empty] | <30000 | [5 empty] | Linear, >100:1 |  |  | Vertical, ±5º |  | <5 |  | <0.1% between 10 Hz to 1 MHz |  | TEM00 | [21 empty] | 2 | [11 empty] | 220 x 79 x 90 | [67 empty] | -10 to 60 | 10 to 40 | [16 empty] | <10 |  |  |  |  | 5 to 95 | [22 empty] | Yes |  | IEC 61010-1/EN 61010-1 | [33 empty] | Life Sciences |  |  | https://www.coherent.com/lasers/laser/genesis-mx-series/genesis-mx-stm-series |  | 2017-09-01
103 | Genesis MX561 STM | Genesis Lasers | Laser | CW |  | OPSL | 500 | [24 empty] | ±1 | [7 empty] | Yes | Visible | 561 |  |  | 3 | 3 | >99 | [15 empty] | CW | [20 empty] | 50-60 | [15 empty] | 100 | 240 | 500 | [26 empty] | 0.7 ± 0.1 | [10 empty] | ±<1 | ±<1 |  |  | <1.1 |  |  | 1.0 ± 0.1 |  |  | ±0.25 | [6 empty] | 1.0 ± 0.1 | [5 empty] | <30000 | [5 empty] | Linear, >100:1 |  |  | Vertical, ±5º |  | <5 |  | <0.1% between 10 Hz to 1 MHz |  | TEM00 | [21 empty] | 2 | [11 empty] | 220 x 79 x 90 | [67 empty] | -10 to 60 | 10 to 40 | [16 empty] | <10 |  |  |  |  | 5 to 95 | [22 empty] | Yes |  | IEC 61010-1/EN 61010-1 | [33 empty] | Life Sciences |  |  | https://www.coherent.com/lasers/laser/genesis-mx-series/genesis-mx-stm-series |  | 2017-09-01
104 | Genesis MX577 STM | Genesis Lasers | Laser | CW |  | OPSL | 500, 1000 | 500 | 500 | 1000 | [21 empty] | ±1 | [7 empty] | Yes | Visible | 577 |  |  | 3 | 3 | >99 | [15 empty] | CW | [20 empty] | 50-60 | [15 empty] | 100 | 240 | 500 | [26 empty] | 0.7 ± 0.1 | [10 empty] | ±<1 | ±<1 |  |  | <1.1 |  |  | 1.0 ± 0.1 |  |  | ±0.25 | [6 empty] | 1.0 ± 0.1 | [5 empty] | <30000 | [5 empty] | Linear, >100:1 |  |  | Vertical, ±5º |  | <5 |  | <0.1% between 10 Hz to 1 MHz |  | TEM00 | [21 empty] | 2 | [11 empty] | 220 x 79 x 90 | [67 empty] | -10 to 60 | 10 to 40 | [16 empty] | <10 |  |  |  |  | 5 to 95 | [22 empty] | Yes |  | IEC 61010-1/EN 61010-1 | [33 empty] | Life Sciences |  |  | https://www.coherent.com/lasers/laser/genesis-mx-series/genesis-mx-stm-series |  | 2017-09-01
105 | Genesis MX590 STM | Genesis Lasers | Laser | CW |  | OPSL | 500, 1000 | 500 | 500 | 1000 | [21 empty] | ±1 | [7 empty] | Yes | Visible | 590 |  |  | 3 | 3 | >99 | [15 empty] | CW | [20 empty] | 50-60 | [15 empty] | 100 | 240 | 500 | [26 empty] | 0.7 ± 0.1 | [10 empty] | ±<1 | ±<1 |  |  | <1.1 |  |  | 1.0 ± 0.1 |  |  | ±0.25 | [6 empty] | 1.0 ± 0.1 | [5 empty] | <30000 | [5 empty] | Linear, >100:1 |  |  | Vertical, ±5º |  | <5 |  | <0.1% between 10 Hz to 1 MHz |  | TEM00 | [21 empty] | 2 | [11 empty] | 220 x 79 x 90 | [67 empty] | -10 to 60 | 10 to 40 | [16 empty] | <10 |  |  |  |  | 5 to 95 | [22 empty] | Yes |  | IEC 61010-1/EN 61010-1 | [33 empty] | Life Sciences |  |  | https://www.coherent.com/lasers/laser/genesis-mx-series/genesis-mx-stm-series |  | 2017-09-01
106 | Genesis MX607 STM | Genesis Lasers | Laser | CW |  | OPSL | 500 | [24 empty] | ±1 | [7 empty] | Yes | Visible | 607 |  |  | 3 | 3 | >99 | [15 empty] | CW | [20 empty] | 50-60 | [15 empty] | 100 | 240 | 500 | [26 empty] | <1.5 | [10 empty] | ±<1 | ±<1 |  |  | <1.2 |  |  | 1 |  |  | 0.25 ± 0.5 | [6 empty] | 1.1 ± 0.1 | [11 empty] | Linear, >100:1 |  |  | Horizontal, ±5º |  | <10 |  | <0.1% between 10 Hz to 100 MHz, <5% between 10 Hz to 10 MHz |  | TEM00 | [21 empty] | 2 | [11 empty] | 360 x 120 x 96 | [67 empty] | -10 to 60 | 10 to 40 | [16 empty] | <10 |  |  |  |  | 5 to 95 | [22 empty] | Yes |  | IEC 61010-1/EN 61010-1 | [33 empty] | Life Sciences |  |  | https://www.coherent.com/lasers/laser/genesis-mx-series/genesis-mx-stm-series |  | 2017-09-01
107 | Genesis MX639 STM | Genesis Lasers | Laser | CW |  | OPSL | 1000 | [24 empty] | ±1 | [7 empty] | Yes | Visible | 639 |  |  | 3 | 3 | >99 | [15 empty] | CW | [20 empty] | 50-60 | [15 empty] | 100 | 240 | 500 | [26 empty] | <1.5 | [10 empty] | ±<1 | ±<1 |  |  | <1.2 |  |  | 1 |  |  | 0.25 ± 0.5 | [6 empty] | 1.1 ± 0.1 | [11 empty] | Linear, >100:1 |  |  | Horizontal, ±5º |  | <10 |  | <0.1% between 10 Hz to 100 MHz, <5% between 10 Hz to 10 MHz |  | TEM00 | [21 empty] | 2 | [11 empty] | 360 x 120 x 96 | [67 empty] | -10 to 60 | 10 to 40 | [16 empty] | <10 |  |  |  |  | 5 to 95 | [22 empty] | Yes |  | IEC 61010-1/EN 61010-1 | [33 empty] | Life Sciences |  |  | https://www.coherent.com/lasers/laser/genesis-mx-series/genesis-mx-stm-series |  | 2017-09-01
108 | Genesis MX460 STM (OEM) | Genesis Lasers | Laser | CW |  | OPSL | 500 | [32 empty] | Yes | Visible | 460 |  |  | 3 | 3 | [16 empty] | CW | [26 empty] | <15 |  | <12.5 | [5 empty] | 1.5-2.2 | [14 empty] | Available | [15 empty] | 0.7 ± 0.1 | [10 empty] | ±<1 | ±<1 |  |  | <1.1 |  |  | 1.0 ± 0.1 |  |  | ±0.25 | [6 empty] | 1.0 ± 0.1 | [6 empty] | <1.1 |  |  |  |  | Horizontal, >100:1 |  |  |  |  | <5 |  | <0.1% between 10 Hz to 10 MHz, <1% between 10 Hz to 5 kHz |  | TEM00 |  | <1.1 | [31 empty] | 121 x 44 x 65 | 0.73 | [38 empty] | 25 ± 2 | [11 empty] | Active cooling requirement | [33 empty] | <10 |  | Non-condensing | [25 empty] | No | [35 empty] | Life Sciences |  |  | https://www.coherent.com/lasers/laser/genesis-mx-series/genesis-mx-stm-series |  | 2017-09-01
109 | Genesis MX480 STM (OEM) | Genesis Lasers | Laser | CW |  | OPSL | 500 | [32 empty] | Yes | Visible | 480 |  |  | 3 | 3 | [16 empty] | CW | [26 empty] | <12 |  | <10 | [5 empty] | 1.5-2.2 | [14 empty] | Available | [15 empty] | 0.7 ± 0.1 | [10 empty] | ±<1 | ±<1 |  |  | <1.1 |  |  | 1.0 ± 0.1 |  |  | ±0.25 | [6 empty] | 1.0 ± 0.1 | [6 empty] | <1.1 |  |  |  |  | Horizontal, >100:1 |  |  |  |  | <5 |  | <0.1% between 10 Hz to 10 MHz, <1% between 10 Hz to 5 kHz |  | TEM00 |  | <1.1 | [31 empty] | 121 x 44 x 65 | 0.73 | [38 empty] | 25 ± 2 | [11 empty] | Active cooling requirement | [33 empty] | <10 |  | Non-condensing | [25 empty] | No | [35 empty] | Life Sciences |  |  | https://www.coherent.com/lasers/laser/genesis-mx-series/genesis-mx-stm-series |  | 2017-09-01
110 | Genesis MX488 STM (OEM) | Genesis Lasers | Laser | CW |  | OPSL | 500, 1000 | 500 | 500 | 1000 | [29 empty] | Yes | Visible | 488 |  |  | 3 | 3 | [16 empty] | CW | [26 empty] | <12, <15 |  | <10, <12.5 | [5 empty] | 1.5-2.2 | [14 empty] | Available | [15 empty] | 0.7 ± 0.1 | [10 empty] | ±<1 | ±<1 |  |  | <1.1 |  |  | 1.0 ± 0.1 |  |  | ±0.25 | [6 empty] | 1.0 ± 0.1 | [6 empty] | <1.1 |  |  |  |  | Horizontal, >100:1 |  |  |  |  | <5 |  | <0.1% between 10 Hz to 10 MHz, <1% between 10 Hz to 5 kHz |  | TEM00 |  | <1.1 | [31 empty] | 121 x 44 x 65 | 0.73 | [38 empty] | 25 ± 2 | [11 empty] | Active cooling requirement | [33 empty] | <10 |  | Non-condensing | [25 empty] | No | [35 empty] | Life Sciences |  |  | https://www.coherent.com/lasers/laser/genesis-mx-series/genesis-mx-stm-series |  | 2017-09-01
111 | Genesis MX514 STM (OEM) | Genesis Lasers | Laser | CW |  | OPSL | 500, 1000 | 500 | 500 | 1000 | [29 empty] | Yes | Visible | 514 |  |  | 3 | 3 | [16 empty] | CW | [26 empty] | <12, <15 |  | <10, <12.5 | [5 empty] | 1.5-2.2 | [14 empty] | Available | [15 empty] | 0.7 ± 0.1 | [10 empty] | ±<1 | ±<1 |  |  | <1.1 |  |  | 1.0 ± 0.1 |  |  | ±0.25 | [6 empty] | 1.0 ± 0.1 | [6 empty] | <1.1 |  |  |  |  | Horizontal, >100:1 |  |  |  |  | <5 |  | <0.1% between 10 Hz to 10 MHz, <1% between 10 Hz to 5 kHz |  | TEM00 |  | <1.1 | [31 empty] | 121 x 44 x 65 | 0.73 | [38 empty] | 25 ± 2 | [11 empty] | Active cooling requirement | [33 empty] | <10 |  | Non-condensing | [25 empty] | No | [35 empty] | Life Sciences |  |  | https://www.coherent.com/lasers/laser/genesis-mx-series/genesis-mx-stm-series |  | 2017-09-01
112 | Genesis MX532 STM (OEM) | Genesis Lasers | Laser | CW |  | OPSL | 500, 1000 | 500 | 500 | 1000 | [29 empty] | Yes | Visible | 532 |  |  | 3 | 3 | [16 empty] | CW | [26 empty] | <12, <15 |  | <10, <12.5 | [5 empty] | 1.5-2.2 | [14 empty] | Available | [15 empty] | 0.7 ± 0.1 | [10 empty] | ±<1 | ±<1 |  |  | <1.1 |  |  | 1.0 ± 0.1 |  |  | ±0.25 | [6 empty] | 1.0 ± 0.1 | [6 empty] | <1.1 |  |  |  |  | Horizontal, >100:1 |  |  |  |  | <5 |  | <0.1% between 10 Hz to 10 MHz, <1% between 10 Hz to 5 kHz |  | TEM00 |  | <1.1 | [31 empty] | 121 x 44 x 65 | 0.73 | [38 empty] | 25 ± 2 | [11 empty] | Active cooling requirement | [33 empty] | <10 |  | Non-condensing | [25 empty] | No | [35 empty] | Life Sciences |  |  | https://www.coherent.com/lasers/laser/genesis-mx-series/genesis-mx-stm-series |  | 2017-09-01
113 | Genesis MX561 STM (OEM) | Genesis Lasers | Laser | CW |  | OPSL | 500 | [32 empty] | Yes | Visible | 561 |  |  | 3 | 3 | [16 empty] | CW | [26 empty] | <12 |  | <10 | [5 empty] | 1.5-2.2 | [14 empty] | Available | [15 empty] | 0.7 ± 0.1 | [10 empty] | ±<1 | ±<1 |  |  | <1.1 |  |  | 1.0 ± 0.1 |  |  | ±0.25 | [6 empty] | 1.0 ± 0.1 | [6 empty] | <1.1 |  |  |  |  | Horizontal, >100:1 |  |  |  |  | <5 |  | <0.1% between 10 Hz to 10 MHz, <1% between 10 Hz to 5 kHz |  | TEM00 |  | <1.1 | [31 empty] | 121 x 44 x 65 | 0.73 | [38 empty] | 25 ± 2 | [11 empty] | Active cooling requirement | [33 empty] | <10 |  | Non-condensing | [25 empty] | No | [35 empty] | Life Sciences |  |  | https://www.coherent.com/lasers/laser/genesis-mx-series/genesis-mx-stm-series |  | 2017-09-01
114 | Genesis MX577 STM (OEM) | Genesis Lasers | Laser | CW |  | OPSL | 500, 1000 | 500 | 500 | 1000 | [29 empty] | Yes | Visible | 577 |  |  | 3 | 3 | [16 empty] | CW | [26 empty] | <12, <15 |  | <10, <12.5 | [5 empty] | 1.5-2.2 | [14 empty] | Available | [15 empty] | 0.7 ± 0.1 | [10 empty] | ±<1 | ±<1 |  |  | <1.1 |  |  | 1.0 ± 0.1 |  |  | ±0.25 | [6 empty] | 1.0 ± 0.1 | [6 empty] | <1.1 |  |  |  |  | Horizontal, >100:1 |  |  |  |  | <5 |  | <0.1% between 10 Hz to 10 MHz, <1% between 10 Hz to 5 kHz |  | TEM00 |  | <1.1 | [31 empty] | 121 x 44 x 65 | 0.73 | [38 empty] | 25 ± 2 | [11 empty] | Active cooling requirement | [33 empty] | <10 |  | Non-condensing | [25 empty] | No | [35 empty] | Life Sciences |  |  | https://www.coherent.com/lasers/laser/genesis-mx-series/genesis-mx-stm-series |  | 2017-09-01
115 | Genesis MX590 STM (OEM) | Genesis Lasers | Laser | CW |  | OPSL | 500, 1000 | 500 | 500 | 1000 | [29 empty] | Yes | Visible | 590 |  |  | 3 | 3 | [16 empty] | CW | [26 empty] | <12, <15 |  | <10, <12.5 | [5 empty] | 1.5-2.2 | [14 empty] | Available | [15 empty] | 0.7 ± 0.1 | [10 empty] | ±<1 | ±<1 |  |  | <1.1 |  |  | 1.0 ± 0.1 |  |  | ±0.25 | [6 empty] | 1.0 ± 0.1 | [6 empty] | <1.1 |  |  |  |  | Horizontal, >100:1 |  |  |  |  | <5 |  | <0.1% between 10 Hz to 10 MHz, <1% between 10 Hz to 5 kHz |  | TEM00 |  | <1.1 | [31 empty] | 121 x 44 x 65 | 0.73 | [38 empty] | 25 ± 2 | [11 empty] | Active cooling requirement | [33 empty] | <10 |  | Non-condensing | [25 empty] | No | [35 empty] | Life Sciences |  |  | https://www.coherent.com/lasers/laser/genesis-mx-series/genesis-mx-stm-series |  | 2017-09-01
116 | Genesis MX460 MTM | Genesis Lasers | Laser | CW |  | OPSL | 1000, 2000 | 1000 | 1000 | 2000 | [29 empty] | Yes | Visible | 460 |  |  | 3 | 3 | >99 | [15 empty] | CW | [20 empty] | 50-60 | [15 empty] | 100 | 240 | 500 | [26 empty] | 1.3 | [9 empty] | <5 | ±<1 | ±<1 | [5 empty] | 1.4 |  |  | 0.25 ± 0.25 | [6 empty] | 1.25 | [6 empty] | <7 |  |  |  | <10% between 10 Hz to 5 kHz | Linear, >100:1 |  |  | Vertical, ±5º |  | <5 |  | <1% between 10 Hz to 10 MHz |  | Multimode |  | <7 | [19 empty] | 2 | [11 empty] | 281 x 156 x 85 | [67 empty] | -10 to 60 | 10 to 40 water-cooled, 10 to 35 air-cooled | [16 empty] | <10 |  |  |  |  | 5 to 95 | [22 empty] | Yes |  | IEC 61010-1/EN 61010-1 | [33 empty] | Defense and Military, Medical |  |  | https://www.coherent.com/lasers/laser/genesis-mx-series/genesis-mx-mtm-series |  | 2017-09-01
117 | Genesis MX480 MTM | Genesis Lasers | Laser | CW |  | OPSL | 2000 | [32 empty] | Yes | Visible | 480 |  |  | 3 | 3 | >99 | [15 empty] | CW | [20 empty] | 50-60 | [15 empty] | 100 | 240 | 500 | [26 empty] | 1.5 | [9 empty] | <5 | ±<1 | ±<1 | [5 empty] | 1.6 |  |  | 0.25 ± 0.25 | [6 empty] | 1.25 | [6 empty] | <7 |  |  |  | <10% between 10 Hz to 5 kHz | Linear, >100:1 |  |  | Vertical, ±5º |  | <5 |  | <1% between 10 Hz to 10 MHz |  | Multimode |  | <7 | [19 empty] | 2 | [11 empty] | 281 x 156 x 85 | [67 empty] | -10 to 60 | 10 to 40 water-cooled, 10 to 35 air-cooled | [16 empty] | <10 |  |  |  |  | 5 to 95 | [22 empty] | Yes |  | IEC 61010-1/EN 61010-1 | [33 empty] | Defense and Military, Medical |  |  | https://www.coherent.com/lasers/laser/genesis-mx-series/genesis-mx-mtm-series |  | 2017-09-01
118 | Genesis MX488 MTM | Genesis Lasers | Laser | CW |  | OPSL | 3000, 5000 | 2000 | 3000 | 5000 | [29 empty] | Yes | Visible | 488 |  |  | 3 | 3 | >99 | [15 empty] | CW | [20 empty] | 50-60 | [15 empty] | 100 | 240 | 500 | [26 empty] | 1.5 | [9 empty] | <5 | ±<1 | ±<1 | [5 empty] | 1.6 |  |  | 0.25 ± 0.25 | [6 empty] | 1.25 | [6 empty] | <7 |  |  |  | <10% between 10 Hz to 5 kHz | Linear, >100:1 |  |  | Vertical, ±5º |  | <5 |  | <1% between 10 Hz to 10 MHz |  | Multimode |  | <7 | [19 empty] | 2 | [11 empty] | 281 x 156 x 85 | [67 empty] | -10 to 60 | 10 to 40 water-cooled, 10 to 35 air-cooled | [16 empty] | <10 |  |  |  |  | 5 to 95 | [22 empty] | Yes |  | IEC 61010-1/EN 61010-1 | [33 empty] | Defense and Military, Medical |  |  | https://www.coherent.com/lasers/laser/genesis-mx-series/genesis-mx-mtm-series |  | 2017-09-01
119 | Genesis MX514 MTM | Genesis Lasers | Laser | CW |  | OPSL | 3000, 5000 | 2000 | 3000 | 5000 | [29 empty] | Yes | Visible | 514 |  |  | 3 | 3 | >99 | [15 empty] | CW | [20 empty] | 50-60 | [15 empty] | 100 | 240 | 500 | [26 empty] | <1.4 | [9 empty] | <5 | ±<1 | ±<1 | [5 empty] | 1.8 |  |  | 0.25 ± 0.25 | [6 empty] | 1.25 | [6 empty] | <7 |  |  |  | <10% between 10 Hz to 5 kHz | Linear, >100:1 |  |  | Vertical, ±5º |  | <5 |  | <1% between 10 Hz to 10 MHz |  | Multimode |  | <7 | [19 empty] | 2 | [11 empty] | 281 x 156 x 85 | [67 empty] | -10 to 60 | 10 to 40 water-cooled, 10 to 35 air-cooled | [16 empty] | <10 |  |  |  |  | 5 to 95 | [22 empty] | Yes |  | IEC 61010-1/EN 61010-1 | [33 empty] | Defense and Military, Medical |  |  | https://www.coherent.com/lasers/laser/genesis-mx-series/genesis-mx-mtm-series |  | 2017-09-01
120 | Genesis MX532 MTM | Genesis Lasers | Laser | CW |  | OPSL | 3000, 5000, 8000 | 5000 | 3000 | 8000 | [29 empty] | Yes | Visible | 532 |  |  | 3 | 3 | >99 | [15 empty] | CW | [20 empty] | 50-60 | [15 empty] | 100 | 240 | 500 | [26 empty] | <1.4 | [9 empty] | <5 | ±<1 | ±<1 | [5 empty] | 1.8 |  |  | 0.25 ± 0.25 | [6 empty] | 1.25 | [6 empty] | <7 |  |  |  | <10% between 10 Hz to 5 kHz | Linear, >100:1 |  |  | Vertical, ±5º |  | <5 |  | <1% between 10 Hz to 10 MHz |  | Multimode |  | <7 | [19 empty] | 2 | [11 empty] | 281 x 156 x 85 | [67 empty] | -10 to 60 | 10 to 40 water-cooled, 10 to 35 air-cooled | [16 empty] | <10 |  |  |  |  | 5 to 95 | [22 empty] | Yes |  | IEC 61010-1/EN 61010-1 | [33 empty] | Defense and Military, Medical |  |  | https://www.coherent.com/lasers/laser/genesis-mx-series/genesis-mx-mtm-series |  | 2017-09-01
121 | Genesis MX561 MTM | Genesis Lasers | Laser | CW |  | OPSL | 2000 | [32 empty] | Yes | Visible | 561 |  |  | 3 | 3 | >99 | [15 empty] | CW | [20 empty] | 50-60 | [15 empty] | 100 | 240 | 500 | [26 empty] | <1.4 | [9 empty] | <5 | ±<1 | ±<1 | [5 empty] | 1.8 |  |  | 0.25 ± 0.25 | [6 empty] | 1.25 | [6 empty] | <7 |  |  |  | <10% between 10 Hz to 5 kHz | Linear, >100:1 |  |  | Vertical, ±5º |  | <5 |  | <1% between 10 Hz to 10 MHz |  | Multimode |  | <7 | [19 empty] | 2 | [11 empty] | 281 x 156 x 85 | [67 empty] | -10 to 60 | 10 to 40 water-cooled, 10 to 35 air-cooled | [16 empty] | <10 |  |  |  |  | 5 to 95 | [22 empty] | Yes |  | IEC 61010-1/EN 61010-1 | [33 empty] | Defense and Military, Medical |  |  | https://www.coherent.com/lasers/laser/genesis-mx-series/genesis-mx-mtm-series |  | 2017-09-01
122 | Genesis MX577 MTM | Genesis Lasers | Laser | CW |  | OPSL | 3000, 5000 | 2000 | 3000 | 5000 | [29 empty] | Yes | Visible | 577 |  |  | 3 | 3 | >99 | [15 empty] | CW | [20 empty] | 50-60 | [15 empty] | 100 | 240 | 500 | [26 empty] | <1.4 | [9 empty] | <5 | ±<1 | ±<1 | [5 empty] | 1.8 |  |  | 0.25 ± 0.25 | [6 empty] | 1.25 | [6 empty] | <7 |  |  |  | <10% between 10 Hz to 5 kHz | Linear, >100:1 |  |  | Vertical, ±5º |  | <5 |  | <1% between 10 Hz to 10 MHz |  | Multimode |  | <7 | [19 empty] | 2 | [11 empty] | 281 x 156 x 85 | [67 empty] | -10 to 60 | 10 to 40 water-cooled, 10 to 35 air-cooled | [16 empty] | <10 |  |  |  |  | 5 to 95 | [22 empty] | Yes |  | IEC 61010-1/EN 61010-1 | [33 empty] | Defense and Military, Medical |  |  | https://www.coherent.com/lasers/laser/genesis-mx-series/genesis-mx-mtm-series |  | 2017-09-01
123 | Genesis MX590 MTM | Genesis Lasers | Laser | CW |  | OPSL | 1000, 2000 | 1000 | 1000 | 2000 | [29 empty] | Yes | Visible | 590 |  |  | 3 | 3 | >99 | [15 empty] | CW | [20 empty] | 50-60 | [15 empty] | 100 | 240 | 500 | [26 empty] | <1.4 | [9 empty] | <5 | ±<1 | ±<1 | [5 empty] | 1.8 |  |  | 0.25 ± 0.25 | [6 empty] | 1.25 | [6 empty] | <7 |  |  |  | <10% between 10 Hz to 5 kHz | Linear, >100:1 |  |  | Vertical, ±5º |  | <5 |  | <1% between 10 Hz to 10 MHz |  | Multimode |  | <7 | [19 empty] | 2 | [11 empty] | 281 x 156 x 85 | [67 empty] | -10 to 60 | 10 to 40 water-cooled, 10 to 35 air-cooled | [16 empty] | <10 |  |  |  |  | 5 to 95 | [22 empty] | Yes |  | IEC 61010-1/EN 61010-1 | [33 empty] | Defense and Military, Medical |  |  | https://www.coherent.com/lasers/laser/genesis-mx-series/genesis-mx-mtm-series |  | 2017-09-01
124 | Genesis MX607 MTM | Genesis Lasers | Laser | CW |  | OPSL | 1250 | [32 empty] | Yes | Visible | 607 |  |  | 3 | 3 | [36 empty] | <0.5 | 50-60 | [15 empty] | 100 | 240 | 500 | [26 empty] | 1.4 | [9 empty] | <10 | ±<1 | ±<1 |  |  | <1.5 |  |  | 0.8 |  |  | ±0.25 | [18 empty] | Linear, >100:1 |  |  | Horizontal, ±5º |  | <10 |  | <5% between 10 Hz to 10 MHz, <1% between 10 Hz to 100 kHz |  | Multimode | [21 empty] | 2 | [11 empty] | 296 x 49 x 71 | [67 empty] | -10 to 60 | 10 to 40 | [16 empty] | <10 |  |  |  |  | 5 to 95 | [22 empty] | Yes |  | IEC 61010-1/EN 61010-1 | [33 empty] | Defense and Military, Medical |  |  | https://www.coherent.com/lasers/laser/genesis-mx-series/genesis-mx-mtm-series |  | 2017-09-01
125 | Genesis MX639 MTM | Genesis Lasers | Laser | CW |  | OPSL | 1000, 2000 | 1000 | 1000 | 2000 | [29 empty] | Yes | Visible | 639 |  |  | 3 | 3 | [36 empty] | <0.5 | 50-60 | [15 empty] | 100 | 240 | 500 | [26 empty] | 1.4 | [9 empty] | <10 | ±<1 | ±<1 |  |  | <1.5 |  |  | 0.8 |  |  | ±0.25 | [18 empty] | Linear, >100:1 |  |  | Horizontal, ±5º |  | <10 |  | <5% between 10 Hz to 10 MHz, <1% between 10 Hz to 100 kHz |  | Multimode | [21 empty] | 2 | [11 empty] | 296 x 49 x 71 | [67 empty] | -10 to 60 | 10 to 40 | [16 empty] | <10 |  |  |  |  | 5 to 95 | [22 empty] | Yes |  | IEC 61010-1/EN 61010-1 | [33 empty] | Defense and Military, Medical |  |  | https://www.coherent.com/lasers/laser/genesis-mx-series/genesis-mx-mtm-series |  | 2017-09-01
126 | Genesis MX920 MTM | Genesis Lasers | Laser | CW |  | OPSL | 4000 | [32 empty] | Yes | Near IR | 920 |  |  | 10 | 10 | [36 empty] | <5 | [6 empty] | <36 |  | <30 | [5 empty] | 1.5-2.2 | [32 empty] | 3.5 | 3.5 | [15 empty] | 0.6 | 0.6 | -0.15 | [13 empty] | <3 |  |  |  | <10% between 10 Hz to 100 kHz | Vertical, >100:1 | [6 empty] | <0.5% between 10 Hz to 10 MHz |  | Multimode |  | <3 | [31 empty] | 256 x 49 x 71 | 0.73 | [38 empty] | 25 ± 2 | [11 empty] | Active cooling required | [35 empty] | Non-condensing | [61 empty] | Defense and Military, Medical |  |  | https://www.coherent.com/lasers/laser/genesis-mx-series/genesis-mx-mtm-series |  | 2017-09-01
127 | Genesis MX1064 MTM | Genesis Lasers | Laser | CW |  | OPSL | 10000 | [32 empty] | Yes | IR | 1064 |  |  | 10 | 10 | [36 empty] | <5 | [6 empty] | <45 |  | <38 | [5 empty] | 1.5-2.2 | [32 empty] | 3.5 | 3.5 | [15 empty] | 0.6 | 0.6 | -0.15 | [13 empty] | <3 |  |  |  | <10% between 10 Hz to 100 kHz | Vertical, >100:1 | [6 empty] | <0.5% between 10 Hz to 10 MHz |  | Multimode |  | <3 | [31 empty] | 256 x 49 x 71 | 0.73 | [38 empty] | 25 ± 2 | [11 empty] | Active cooling required | [35 empty] | Non-condensing | [61 empty] | Defense and Military, Medical |  |  | https://www.coherent.com/lasers/laser/genesis-mx-series/genesis-mx-mtm-series |  | 2017-09-01
128 | Genesis MX1154 MTM | Genesis Lasers | Laser | CW |  | OPSL | 6000 | [32 empty] | Yes | IR | 1154 |  |  | 15 | 15 | [36 empty] | <5 | [6 empty] | <38.5 |  | <32 | [5 empty] | 1.5-2.2 | [32 empty] | 3.5 | 3.5 | [15 empty] | 0.6 | 0.6 | -0.15 | [13 empty] | <3 |  |  |  | <10% between 10 Hz to 100 kHz | Vertical, >100:1 | [6 empty] | <0.5% between 10 Hz to 10 MHz |  | Multimode |  | <3 | [31 empty] | 256 x 49 x 71 | 0.73 | [38 empty] | 25 ± 2 | [11 empty] | Active cooling required | [35 empty] | Non-condensing | [61 empty] | Defense and Military, Medical |  |  | https://www.coherent.com/lasers/laser/genesis-mx-series/genesis-mx-mtm-series |  | 2017-09-01
129 | Genesis MX460 MTM (OEM) | Genesis Lasers | Laser | CW |  | OPSL | 1000, 2000 | 1000 | 1000 | 2000 | [29 empty] | Yes | Visible | 460 |  |  | 3 | 3 | [36 empty] | <0.5 | [6 empty] | <27, <32 |  | <22.5, <27 | [5 empty] | 1.5-2.2 | [14 empty] | Available | [17 empty] | <18 | <16 | [15 empty] | 0.14 | 0.11 | -0.06 |  |  |  | 1.3 | 1.4 | 0.25 ± 0.25 | [7 empty] | <7 |  |  |  | <10% between 10 Hz to 5 kHz | Horizontal, >100:1 |  |  |  |  | <5 |  | <1% between 10 Hz to 10 MHz |  | Multimode |  | <7 | [31 empty] | 121 x 44 x 65 | 0.73 | [38 empty] | 25 ± 2 | [11 empty] | Active cooling required | [35 empty] | Non-condensing | [61 empty] | Defense and Military, Medical |  |  | https://www.coherent.com/lasers/laser/genesis-mx-series/genesis-mx-mtm-series |  | 2017-09-01
130 | Genesis MX480 MTM (OEM) | Genesis Lasers | Laser | CW |  | OPSL | 2000 | [32 empty] | Yes | Visible | 480 |  |  | 3 | 3 | [36 empty] | <0.5 | [6 empty] | <32 |  | <27 | [5 empty] | 1.5-2.2 | [14 empty] | Available | [17 empty] | <20 | <20 | [15 empty] | 0.17 | 0.13 | -0.06 |  |  |  | 1.5 | 1.6 | 0.25 ± 0.25 | [7 empty] | <7 |  |  |  | <10% between 10 Hz to 5 kHz | Horizontal, >100:1 |  |  |  |  | <5 |  | <1% between 10 Hz to 10 MHz |  | Multimode |  | <7 | [31 empty] | 121 x 44 x 65 | 0.73 | [38 empty] | 25 ± 2 | [11 empty] | Active cooling required | [35 empty] | Non-condensing | [61 empty] | Defense and Military, Medical |  |  | https://www.coherent.com/lasers/laser/genesis-mx-series/genesis-mx-mtm-series |  | 2017-09-01
131 | Genesis MX488 MTM (OEM) | Genesis Lasers | Laser | CW |  | OPSL | 3000, 5000 | 2000 | 3000 | 5000 | [29 empty] | Yes | Visible | 488 |  |  | 3 | 3 | [36 empty] | <0.5 | [6 empty] | <36, <40 |  | <30, <33 | [5 empty] | 1.5-2.2 | [14 empty] | Available | [17 empty] | <20 | <20 | [15 empty] | 0.17 | 0.16 | -0.06 |  |  |  | 1.5 | 1.6 | 0.25 ± 0.25 | [7 empty] | <7 |  |  |  | <10% between 10 Hz to 5 kHz | Horizontal, >100:1 |  |  |  |  | <5 |  | <1% between 10 Hz to 10 MHz |  | Multimode |  | <7 | [31 empty] | 121 x 44 x 65 | 0.73 | [38 empty] | 25 ± 2 | [11 empty] | Active cooling required | [35 empty] | Non-condensing | [61 empty] | Defense and Military, Medical |  |  | https://www.coherent.com/lasers/laser/genesis-mx-series/genesis-mx-mtm-series |  | 2017-09-01
132 | Genesis MX514 MTM (OEM) | Genesis Lasers | Laser | CW |  | OPSL | 3000, 5000 | 2000 | 3000 | 5000 | [29 empty] | Yes | Visible | 514 |  |  | 3 | 3 | [36 empty] | <0.5 | [6 empty] | <36, <40 |  | <30, <33 | [5 empty] | 1.5-2.2 | [14 empty] | Available | [17 empty] | <20 | <20 | [15 empty] | 0.17 | 0.13 | -0.06 |  |  |  | 1.4 | 1.8 | 0.25 ± 0.25 | [7 empty] | <7 |  |  |  | <10% between 10 Hz to 5 kHz | Horizontal, >100:1 |  |  |  |  | <5 |  | <1% between 10 Hz to 10 MHz |  | Multimode |  | <7 | [31 empty] | 121 x 44 x 65 | 0.73 | [38 empty] | 25 ± 2 | [11 empty] | Active cooling required | [35 empty] | Non-condensing | [61 empty] | Defense and Military, Medical |  |  | https://www.coherent.com/lasers/laser/genesis-mx-series/genesis-mx-mtm-series |  | 2017-09-01
133 | Genesis MX532 MTM (OEM) | Genesis Lasers | Laser | CW |  | OPSL | 3000, 5000, 8000 | 5000 | 3000 | 8000 | [29 empty] | Yes | Visible | 532 |  |  | 3 | 3 | [36 empty] | <0.5 | [6 empty] | <36, <40, <45 |  | <30, <33, <38 | [5 empty] | 1.5-2.2 | [14 empty] | Available | [17 empty] | <20 | <20 | [15 empty] | 0.17 | 0.13 | -0.06 |  |  |  | 1.4 | 1.8 | 0.25 ± 0.25 | [7 empty] | <7 |  |  |  | <10% between 10 Hz to 5 kHz | Horizontal, >100:1 |  |  |  |  | <5 |  | <1% between 10 Hz to 10 MHz |  | Multimode |  | <7 | [31 empty] | 121 x 44 x 65 | 0.73 | [38 empty] | 25 ± 2 | [11 empty] | Active cooling required | [35 empty] | Non-condensing | [61 empty] | Defense and Military, Medical |  |  | https://www.coherent.com/lasers/laser/genesis-mx-series/genesis-mx-mtm-series |  | 2017-09-01
134 | Genesis MX561 MTM (OEM) | Genesis Lasers | Laser | CW |  | OPSL | 2000 | [32 empty] | Yes | Visible | 561 |  |  | 3 | 3 | [36 empty] | <0.5 | [6 empty] | <40 |  | <33 | [5 empty] | 1.5-2.2 | [14 empty] | Available | [17 empty] | <20 | <20 | [15 empty] | 0.17 | 0.13 | -0.06 |  |  |  | 1.4 | 1.8 | 0.25 ± 0.25 | [7 empty] | <7 |  |  |  | <10% between 10 Hz to 5 kHz | Horizontal, >100:1 |  |  |  |  | <5 |  | <1% between 10 Hz to 10 MHz |  | Multimode |  | <7 | [31 empty] | 121 x 44 x 65 | 0.73 | [38 empty] | 25 ± 2 | [11 empty] | Active cooling required | [35 empty] | Non-condensing | [61 empty] | Defense and Military, Medical |  |  | https://www.coherent.com/lasers/laser/genesis-mx-series/genesis-mx-mtm-series |  | 2017-09-01
135 | Genesis MX577 MTM (OEM) | Genesis Lasers | Laser | CW |  | OPSL | 3000, 5000 | 2000 | 3000 | 5000 | [29 empty] | Yes | Visible | 577 |  |  | 3 | 3 | [36 empty] | <0.5 | [6 empty] | <36, <40 |  | <30, <33 | [5 empty] | 1.5-2.2 | [14 empty] | Available | [17 empty] | <20 | <20 | [15 empty] | 0.13 | 0.13 | -0.06 |  |  |  | 1.4 | 1.8 | 0.25 ± 0.25 | [7 empty] | <7 |  |  |  | <10% between 10 Hz to 5 kHz | Horizontal, >100:1 |  |  |  |  | <5 |  | <1% between 10 Hz to 10 MHz |  | Multimode |  | <7 | [31 empty] | 121 x 44 x 65 | 0.73 | [38 empty] | 25 ± 2 | [11 empty] | Active cooling required | [35 empty] | Non-condensing | [61 empty] | Defense and Military, Medical |  |  | https://www.coherent.com/lasers/laser/genesis-mx-series/genesis-mx-mtm-series |  | 2017-09-01
136 | Genesis MX590 MTM (OEM) | Genesis Lasers | Laser | CW |  | OPSL | 1000, 2000 | 1000 | 1000 | 2000 | [29 empty] | Yes | Visible | 590 |  |  | 3 | 3 | [36 empty] | <0.5 | [6 empty] | <36, <38 |  | <30, <32 | [5 empty] | 1.5-2.2 | [14 empty] | Available | [17 empty] | <20 | <20 | [15 empty] | 0.13 | 0.13 | -0.06 |  |  |  | 1.4 | 1.8 | 0.25 ± 0.25 | [7 empty] | <7 |  |  |  | <10% between 10 Hz to 5 kHz | Horizontal, >100:1 |  |  |  |  | <5 |  | <1% between 10 Hz to 10 MHz |  | Multimode |  | <7 | [31 empty] | 121 x 44 x 65 | 0.73 | [38 empty] | 25 ± 2 | [11 empty] | Active cooling required | [35 empty] | Non-condensing | [61 empty] | Defense and Military, Medical |  |  | https://www.coherent.com/lasers/laser/genesis-mx-series/genesis-mx-mtm-series |  | 2017-09-01
137 | Genesis MX607 MTM (OEM) | Genesis Lasers | Laser | CW |  | OPSL | 1250 | [32 empty] | Yes | Visible | 607 |  |  | 1 | 1 | [36 empty] | <0.5 | [6 empty] | <32 |  | <27 | [5 empty] | 1.5-2.2 | [32 empty] | 6 | 6 | [15 empty] | 0.25 | 0.25 | -0.04 |  |  |  | 1.4 | 0.8 | ±0.25 | [7 empty] | <1.5 |  |  |  |  | Vertical, >100:1 |  |  |  |  | <10 |  | <5% between 10 Hz to 10 MHz, <1% between 10 Hz to 100 kHz |  | Multimode |  | <1.5 | [31 empty] | 256 x 49 x 71 | 0.9 | [38 empty] | 20 ± 2 | [11 empty] | Active cooling required | [35 empty] | Non-condensing | [61 empty] | Defense and Military, Medical |  |  | https://www.coherent.com/lasers/laser/genesis-mx-series/genesis-mx-mtm-series |  | 2017-09-01
138 | Genesis MX639 MTM (OEM) | Genesis Lasers | Laser | CW |  | OPSL | 1000, 2000 | 1000 | 1000 | 2000 | [29 empty] | Yes | Visible | 639.5 |  |  | 1 | 1 | [36 empty] | <0.5 | [6 empty] | <32, <35 |  | <27, <30 | [5 empty] | 1.5-2.2 | [32 empty] | 6 | 6 | [15 empty] | 0.25 | 0.25 | -0.04 |  |  |  | 1.4 | 0.8 | ±0.25 | [7 empty] | <1.5 |  |  |  |  | Vertical, >100:1 |  |  |  |  | <10 |  | <5% between 10 Hz to 10 MHz, <1% between 10 Hz to 100 kHz |  | Multimode |  | <1.5 | [31 empty] | 256 x 49 x 71 | 0.9 | [38 empty] | 20 ± 2 | [11 empty] | Active cooling required | [35 empty] | Non-condensing | [61 empty] | Defense and Military, Medical |  |  | https://www.coherent.com/lasers/laser/genesis-mx-series/genesis-mx-mtm-series |  | 2017-09-01
139 | Genesis MX920 IR MTM (OEM) | Genesis Lasers | Laser | CW |  | OPSL | 4000 | [32 empty] | Yes | Near IR | 920 |  |  | 10 | 10 | [36 empty] | <5 | [6 empty] | <36 |  | <30 | [5 empty] | 1.5-2.2 | [14 empty] | Available | [17 empty] | 3.5 | 3.5 | [15 empty] | 0.6 | 0.6 | -0.15 | [13 empty] | <=2 |  |  |  |  | Vertical, >100:1 |  |  |  |  | <5 |  | <0.5% between 10 Hz to 10 MHz, <10% between 10 Hz to 100 kHz |  | Multimode |  | <=2 | [31 empty] | 256 x 49 x 71 | 0.73 | [38 empty] | 25 ± 2 | [11 empty] | Active cooling required | [35 empty] | Non-condensing | [61 empty] | Defense and Military, Medical |  |  | https://www.coherent.com/lasers/laser/genesis-mx-series/genesis-mx-mtm-series |  | 2017-09-01
140 | Genesis MX1064 IR MTM (OEM) | Genesis Lasers | Laser | CW |  | OPSL | 10000 | [32 empty] | Yes | IR | 1064 |  |  | 10 | 10 | [36 empty] | <5 | [6 empty] | <45 |  | <38 | [5 empty] | 1.5-2.2 | [14 empty] | Available | [17 empty] | 3.5 | 3.5 | [15 empty] | 0.6 | 0.6 | -0.15 | [13 empty] | <=2 |  |  |  |  | Vertical, >100:1 |  |  |  |  | <5 |  | <0.5% between 10 Hz to 10 MHz, <10% between 10 Hz to 100 kHz |  | Multimode |  | <=2 | [31 empty] | 256 x 49 x 71 | 0.73 | [38 empty] | 25 ± 2 | [11 empty] | Active cooling required | [35 empty] | Non-condensing | [61 empty] | Defense and Military, Medical |  |  | https://www.coherent.com/lasers/laser/genesis-mx-series/genesis-mx-mtm-series |  | 2017-09-01
141 | Genesis MX1154 IR MTM (OEM) | Genesis Lasers | Laser | CW |  | OPSL | 6000 | [32 empty] | Yes | IR | 1154 |  |  | 15 | 15 | [36 empty] | <5 | [6 empty] | <38.5 |  | <32 | [5 empty] | 1.5-2.2 | [14 empty] | Available | [17 empty] | 3.5 | 3.5 | [15 empty] | 0.6 | 0.6 | -0.15 | [13 empty] | <=2 |  |  |  |  | Vertical, >100:1 |  |  |  |  | <5 |  | <0.5% between 10 Hz to 10 MHz, <10% between 10 Hz to 100 kHz |  | Multimode |  | <=2 | [31 empty] | 256 x 49 x 71 | 0.73 | [38 empty] | 25 ± 2 | [11 empty] | Active cooling required | [35 empty] | Non-condensing | [61 empty] | Defense and Military, Medical |  |  | https://www.coherent.com/lasers/laser/genesis-mx-series/genesis-mx-mtm-series |  | 2017-09-01
142 | Genesis Taipan 460 | Genesis Lasers | Laser | CW |  | OPSL | 1000, 2000 | 1000 | 1000 | 2000 | [29 empty] | Yes | Visible | 460 |  |  | 3 | 3 | [36 empty] | <0.5 | [6 empty] | <27,<32 |  | <22,<27 | [5 empty] | 1.5-2.2 | [14 empty] | Available | [40 empty] | 1.3 | 1.4 | ± 0.25 | [7 empty] | <6 |  |  |  | <10% between 10 Hz to 5 kHz | Horizontal, >100:1 |  |  |  |  | <5 |  | <1% between 10 Hz to 10 MHz |  | Multimode |  | <6 | [31 empty] | 121 x 44 x 68 | 0.73 | [38 empty] | 25 ± 2 | [11 empty] | Active cooling required | [35 empty] | Non-condensing | [61 empty] | Entertainment |  |  | https://www.coherent.com/lasers/laser/genesis-taipan-series/genesis-taipan-460-nm-to-577-nm |  | 2017-09-01
143 | Genesis Taipan 480 | Genesis Lasers | Laser | CW |  | OPSL | 2000, 4000 | 2000 | 2000 | 4000 | [29 empty] | Yes | Visible | 480 |  |  | 3 | 3 | [36 empty] | <0.5 | [6 empty] | <29,<32 |  | <24,<27 | [5 empty] | 1.5-2.2 | [14 empty] | Available | [40 empty] | 1.5 | 1.6 | ± 0.25 | [7 empty] | <6 |  |  |  | <10% between 10 Hz to 5 kHz | Horizontal, >100:1 |  |  |  |  | <5 |  | <1% between 10 Hz to 10 MHz |  | Multimode |  | <6 | [31 empty] | 121 x 44 x 68 | 0.73 | [38 empty] | 25 ± 2 | [11 empty] | Active cooling required | [35 empty] | Non-condensing | [61 empty] | Entertainment |  |  | https://www.coherent.com/lasers/laser/genesis-taipan-series/genesis-taipan-460-nm-to-577-nm |  | 2017-09-01
144 | Genesis Taipan 488 | Genesis Lasers | Laser | CW |  | OPSL | 3000, 5000 | 2000 | 3000 | 5000 | [29 empty] | Yes | Visible | 488 |  |  | 3 | 3 | [36 empty] | <0.5 | [6 empty] | <36,<40 |  | <30,<33 | [5 empty] | 1.5-2.2 | [14 empty] | Available | [40 empty] | 1.5 | 1.6 | ± 0.25 | [7 empty] | <6 |  |  |  | <10% between 10 Hz to 5 kHz | Horizontal, >100:1 |  |  |  |  | <5 |  | <1% between 10 Hz to 10 MHz |  | Multimode |  | <6 | [31 empty] | 121 x 44 x 68 | 0.73 | [38 empty] | 25 ± 2 | [11 empty] | Active cooling required | [35 empty] | Non-condensing | [61 empty] | Entertainment |  |  | https://www.coherent.com/lasers/laser/genesis-taipan-series/genesis-taipan-460-nm-to-577-nm |  | 2017-09-01
145 | Genesis Taipan 514 | Genesis Lasers | Laser | CW |  | OPSL | 3000, 5000 | 2000 | 3000 | 5000 | [29 empty] | Yes | Visible | 514 |  |  | 3 | 3 | [36 empty] | <0.5 | [6 empty] | <36, <40 |  | <30,<33 | [5 empty] | 1.5-2.2 | [14 empty] | Available | [40 empty] | 1.4 | 1.8 | ± 0.25 | [7 empty] | <6 |  |  |  | <10% between 10 Hz to 5 kHz | Horizontal, >100:1 |  |  |  |  | <5 |  | <1% between 10 Hz to 10 MHz |  | Multimode |  | <6 | [31 empty] | 121 x 44 x 68 | 0.73 | [38 empty] | 25 ± 2 | [11 empty] | Active cooling required | [35 empty] | Non-condensing | [61 empty] | Entertainment |  |  | https://www.coherent.com/lasers/laser/genesis-taipan-series/genesis-taipan-460-nm-to-577-nm |  | 2017-09-01
146 | Genesis Taipan 532 | Genesis Lasers | Laser | CW |  | OPSL | 3000, 5000, 8000, 10000 | 7000 | 3000 | 10000 | [29 empty] | Yes | Visible | 532 |  |  | 3 | 3 | [36 empty] | <0.5 | [6 empty] | <36, <40, 45, <45 |  | <30, <33, 38, <38 | [5 empty] | 1.5-2.2 | [14 empty] | Available | [40 empty] | 1.4 | 1.8 | ± 0.25 | [7 empty] | <6 |  |  |  | <10% between 10 Hz to 5 kHz | Horizontal, >100:1 |  |  |  |  | <5 |  | <1% between 10 Hz to 10 MHz |  | Multimode |  | <6 | [31 empty] | 121 x 44 x 68 | 0.73 | [38 empty] | 25 ± 2 | [11 empty] | Active cooling required | [35 empty] | Non-condensing | [61 empty] | Entertainment |  |  | https://www.coherent.com/lasers/laser/genesis-taipan-series/genesis-taipan-460-nm-to-577-nm |  | 2017-09-01
147 | Genesis Taipan 561 | Genesis Lasers | Laser | CW |  | OPSL | 2000 | [32 empty] | Yes | Visible | 561 |  |  | 3 | 3 | [36 empty] | <0.5 | [6 empty] | <40 |  | <33 | [5 empty] | 1.5-2.2 | [14 empty] | Available | [40 empty] | 1.4 | 1.8 | ± 0.25 | [7 empty] | <6 |  |  |  | <10% between 10 Hz to 5 kHz | Horizontal, >100:1 |  |  |  |  | <5 |  | <1% between 10 Hz to 10 MHz |  | Multimode |  | <6 | [31 empty] | 121 x 44 x 68 | 0.73 | [38 empty] | 25 ± 2 | [11 empty] | Active cooling required | [35 empty] | Non-condensing | [61 empty] | Entertainment |  |  | https://www.coherent.com/lasers/laser/genesis-taipan-series/genesis-taipan-460-nm-to-577-nm |  | 2017-09-01
148 | Genesis Taipan 577 | Genesis Lasers | Laser | CW |  | OPSL | 3000, 5000, 6000 | 3000 | 3000 | 6000 | [29 empty] | Yes | Visible | 577 |  |  | 3 | 3 | [36 empty] | <0.5 | [6 empty] | <36, <40, <42 |  | <30, <33, <35 | [5 empty] | 1.5-2.2 | [14 empty] | Available | [40 empty] | 1.4 | 1.8 | ± 0.25 | [7 empty] | <6 |  |  |  | <10% between 10 Hz to 5 kHz | Horizontal, >100:1 |  |  |  |  | <5 |  | <1% between 10 Hz to 10 MHz |  | Multimode |  | <6 | [31 empty] | 121 x 44 x 68 | 0.73 | [38 empty] | 25 ± 2 | [11 empty] | Active cooling required | [35 empty] | Non-condensing | [61 empty] | Entertainment |  |  | https://www.coherent.com/lasers/laser/genesis-taipan-series/genesis-taipan-460-nm-to-577-nm |  | 2017-09-01
149 | Genesis Taipan 607 | Genesis Lasers | Laser | CW |  | OPSL | 1250 | [32 empty] | Yes | Visible | 607 |  |  | 1 | 1 | [36 empty] | <0.5 | [6 empty] | <32 |  | <27 | [5 empty] | 1.5-2.2 | [14 empty] | Available | [40 empty] | 1.4 | 0.8 | ± 0.25 | [7 empty] | <1.5 |  |  |  |  | Vertical, >100:1 |  |  |  |  | <10 |  | <5% between 10 Hz to 10 MHz, <1% between 10 Hz to 100 kHz |  |  |  | <1.5 | [31 empty] | 256 x 49 x 71 | 0.9 | [38 empty] | 25 ± 2 | [11 empty] | Active cooling required | [35 empty] | Non-condensing | [61 empty] | Entertainment |  |  | https://www.coherent.com/lasers/laser/genesis-taipan-607-nm-to-639-nm |  | 2017-09-01
150 | Genesis Taipan 639 | Genesis Lasers | Laser | CW |  | OPSL | 1500, 2000, 2500 | 1000 | 1500 | 2500 | [29 empty] | Yes | Visible | 639 |  |  | 1 | 1 | [36 empty] | <0.5 | [6 empty] | <32, <35, <38 |  | <27, <30, <33 | [5 empty] | 1.5-2.2 | [14 empty] | Available | [40 empty] | 1.4 | 0.8 | ± 0.25 | [7 empty] | <1.5 |  |  |  |  | Vertical, >100:1 |  |  |  |  | <10 |  | <5% between 10 Hz to 10 MHz, <1% between 10 Hz to 100 kHz |  |  |  | <1.5 | [31 empty] | 256 x 49 x 71 | 0.9 | [38 empty] | 25 ± 2 | [11 empty] | Active cooling required | [35 empty] | Non-condensing | [61 empty] | Entertainment |  |  | https://www.coherent.com/lasers/laser/genesis-taipan-607-nm-to-639-nm |  | 2017-09-01
151 | Genesis Taipan HD-Series | Genesis Taipan HD-Series | Laser | CW |  | OPSL |  | 3000 | 2000 | 5000 | [29 empty] | Yes | Visible | 460 | 590 | 130 | 3 | 3 | [36 empty] | <0.5 | [6 empty] | <40 |  | <33 | [5 empty] | 1.5-2.2 | [14 empty] | Available | [33 empty] | 0.07 |  |  | -0.065 | [13 empty] | <1.2 |  |  |  | <10% between 10 Hz to 5 kHz | Horizontal, >100:1 |  |  |  |  | <5 |  | <1% between 10 Hz to 10 MHz |  | TEM00 |  | <1.2 | [31 empty] | 134.14 x 44 x 64.47 | 0.73 | [38 empty] | 25 ± 2 | [11 empty] | Active cooling required | [35 empty] | Non-condensing | [61 empty] | Laser Light Show, Laser Entertainment |  |  | https://www.coherent.com/lasers/laser/cw-solid-state-lasers/genesis-taipan-hd-series
152 | Genesis Taipan HD 460-2000 | Genesis Taipan HD-Series | Laser | CW |  | OPSL | 2000 | [32 empty] | Yes | Visible | 460 |  |  | 3 | 3 | [36 empty] | <0.5 | [6 empty] | <32 |  | <27 | [5 empty] | 1.5-2.2 | [14 empty] | Available | [33 empty] | 0.07 |  |  | -0.065 | [13 empty] | <1.2 |  |  |  | <10% between 10 Hz to 5 kHz | Horizontal, >100:1 |  |  |  |  | <5 |  | <1% between 10 Hz to 10 MHz |  | TEM00 |  | <1.2 | [31 empty] | 134.14 x 44 x 64.47 | 0.73 | [38 empty] | 25 ± 2 | [11 empty] | Active cooling required | [35 empty] | Non-condensing | [61 empty] | Laser Light Show, Laser Entertainment |  |  | https://www.coherent.com/lasers/laser/cw-solid-state-lasers/genesis-taipan-hd-series |  | 2017-09-01
153 | Genesis Taipan HD 480-2000 | Genesis Taipan HD-Series | Laser | CW |  | OPSL | 2000 | [32 empty] | Yes | Visible | 480 |  |  | 3 | 3 | [36 empty] | <0.5 | [6 empty] | <29 |  | <24 | [5 empty] | 1.5-2.2 | [14 empty] | Available | [33 empty] | 0.07 |  |  | -0.065 | [13 empty] | <1.2 |  |  |  | <10% between 10 Hz to 5 kHz | Horizontal, >100:1 |  |  |  |  | <5 |  | <1% between 10 Hz to 10 MHz |  | TEM00 |  | <1.2 | [31 empty] | 134.14 x 44 x 64.47 | 0.73 | [38 empty] | 25 ± 2 | [11 empty] | Active cooling required | [35 empty] | Non-condensing | [61 empty] | Laser Light Show, Laser Entertainment |  |  | https://www.coherent.com/lasers/laser/cw-solid-state-lasers/genesis-taipan-hd-series |  | 2017-09-01
154 | Genesis Taipan HD 488-3000 | Genesis Taipan HD-Series | Laser | CW |  | OPSL | 3000 | [32 empty] | Yes | Visible | 488 |  |  | 3 | 3 | [36 empty] | <0.5 | [6 empty] | <33 |  | <27 | [5 empty] | 1.5-2.2 | [14 empty] | Available | [33 empty] | 0.07 |  |  | -0.065 | [13 empty] | <1.2 |  |  |  | <10% between 10 Hz to 5 kHz | Horizontal, >100:1 |  |  |  |  | <5 |  | <1% between 10 Hz to 10 MHz |  | TEM00 |  | <1.2 | [31 empty] | 134.14 x 44 x 64.47 | 0.73 | [38 empty] | 25 ± 2 | [11 empty] | Active cooling required | [35 empty] | Non-condensing | [61 empty] | Laser Light Show, Laser Entertainment |  |  | https://www.coherent.com/lasers/laser/cw-solid-state-lasers/genesis-taipan-hd-series |  | 2017-09-01
155 | Genesis Taipan HD 532-3000/5000 | Genesis Taipan HD-Series | Laser | CW |  | OPSL | 3000, 5000 | 2000 | 3000 | 5000 | [29 empty] | Yes | Visible | 532 |  |  | 3 | 3 | [36 empty] | <0.5 | [6 empty] | <36, <40 |  | <30, <33 | [5 empty] | 1.5-2.2 | [14 empty] | Available | [33 empty] | 0.07 |  |  | -0.065 | [13 empty] | <1.2 |  |  |  | <10% between 10 Hz to 5 kHz | Horizontal, >100:1 |  |  |  |  | <5 |  | <1% between 10 Hz to 10 MHz |  | TEM00 |  | <1.2 | [31 empty] | 134.14 x 44 x 64.47 | 0.73 | [38 empty] | 25 ± 2 | [11 empty] | Active cooling required | [35 empty] | Non-condensing | [61 empty] | Laser Light Show, Laser Entertainment |  |  | https://www.coherent.com/lasers/laser/cw-solid-state-lasers/genesis-taipan-hd-series |  | 2017-09-01
156 | Genesis Taipan HD 577-3000 | Genesis Taipan HD-Series | Laser | CW |  | OPSL | 3000 | [32 empty] | Yes | Visible | 577 |  |  | 3 | 3 | [36 empty] | <0.5 | [6 empty] | <40 |  | <33 | [5 empty] | 1.5-2.2 | [14 empty] | Available | [33 empty] | 0.07 |  |  | -0.065 | [13 empty] | <1.2 |  |  |  | <10% between 10 Hz to 5 kHz | Horizontal, >100:1 |  |  |  |  | <5 |  | <1% between 10 Hz to 10 MHz |  | TEM00 |  | <1.2 | [31 empty] | 134.14 x 44 x 64.47 | 0.73 | [38 empty] | 25 ± 2 | [11 empty] | Active cooling required | [35 empty] | Non-condensing | [61 empty] | Laser Light Show, Laser Entertainment |  |  | https://www.coherent.com/lasers/laser/cw-solid-state-lasers/genesis-taipan-hd-series |  | 2017-09-01
157 | Genesis Taipan HD 590-2000 | Genesis Taipan HD-Series | Laser | CW |  | OPSL | 2000 | [32 empty] | Yes | Visible | 590 |  |  | 3 | 3 | [36 empty] | <0.5 | [6 empty] | <36 |  | <30 | [5 empty] | 1.5-2.2 | [14 empty] | Available | [33 empty] | 0.07 |  |  | -0.065 | [13 empty] | <1.2 |  |  |  | <10% between 10 Hz to 5 kHz | Horizontal, >100:1 |  |  |  |  | <5 |  | <1% between 10 Hz to 10 MHz |  | TEM00 |  | <1.2 | [31 empty] | 134.14 x 44 x 64.47 | 0.73 | [38 empty] | 25 ± 2 | [11 empty] | Active cooling required | [35 empty] | Non-condensing | [61 empty] | Laser Light Show, Laser Entertainment |  |  | https://www.coherent.com/lasers/laser/cw-solid-state-lasers/genesis-taipan-hd-series |  | 2017-09-01
158 | Innova 300C | Innova 300C | Laser | CW |  | Ion |  | 3160 | 40 | 3200 | [9 empty] | 3-phase with ground, nominal 208 volts |  |  | Light Regulation with PowerTrack: ±0.5% (30 min)/±1% (8 hr), Light Regulation without PowerTrack: ±0.5%, Current Regulation with PowerTrack: ±1% (30 min)/ ±1% (8hr), Current Regulation without PowerTrack: ±2% (30 min) | [16 empty] | Yes | UV - IR | 351.1 | 1090 | 738.9 | [44 empty] | <55 | [15 empty] | ±10 | [23 empty] | 0.5 |  |  |  | <5 |  |  |  | <5 | [21 empty] | <1.8 | [16 empty] | 0.2% | [36 empty] | 42 | 81 | [14 empty] | 67 | 39 | [38 empty] | <9.6 |  |  | 10 to 35 | [16 empty] | 170 to 415 | [75 empty] | https://www.coherent.com/lasers/laser/ion-lasers/innova-300c |  | 2017-10-11
159 | Innova 300C I-304 | Innova 300C | Laser | CW |  | Ion | 40, 200, 1700, 300, 500, 1300, 500, 120, 100, 250, 50, 70, 70 | 1660 | 40 | 1700 | [9 empty] | 3-phase with ground, nominal 208 volts |  |  | Light Regulation with PowerTrack: ±0.5% (30 min)/±1% (8 hr), Light Regulation without PowerTrack: ±0.5%, Current Regulation with PowerTrack: ±1% (30 min)/ ±1% (8hr), Current Regulation without PowerTrack: ±2% (30 min) | [16 empty] | Yes | UV - IR | 351.1 | 1090 | 738.9 | [44 empty] | 45 to 55 | [15 empty] | ±10 | [23 empty] | 0.5 |  |  |  | <5 |  |  |  | <5 | [21 empty] | 1.5 | [16 empty] | 0.2% | [36 empty] | 42 | 81 | [14 empty] | 67 | 39 | [38 empty] | 8.5 |  |  | 10 to 35 | [16 empty] | 170 to 415 | [75 empty] | https://www.coherent.com/lasers/laser/ion-lasers/innova-300c |  | 2017-09-01
160 | Innova 300C I-305 | Innova 300C | Laser | CW |  | Ion | 50, 350, 2000, 400, 600, 1500, 600, 200, 150, 350, 120, 140, 140 | 1950 | 50 | 2000 | [9 empty] | 3-phase with ground, nominal 208 volts |  |  | Light Regulation with PowerTrack: ±0.5% (30 min)/±1% (8 hr), Light Regulation without PowerTrack: ±0.5%, Current Regulation with PowerTrack: ±1% (30 min)/ ±1% (8hr), Current Regulation without PowerTrack: ±2% (30 min) | [16 empty] | Yes | UV - IR | 351.1 | 1090 | 738.9 | [44 empty] | 45 to 55 | [15 empty] | ±10 | [23 empty] | 0.5 |  |  |  | <5 |  |  |  | <5 | [21 empty] | 1.5 | [16 empty] | 0.2% | [36 empty] | 42 | 81 | [14 empty] | 67 | 39 | [38 empty] | 8.5 |  |  | 10 to 35 | [16 empty] | 170 to 415 | [75 empty] | https://www.coherent.com/lasers/laser/ion-lasers/innova-300c |  | 2017-09-01
161 | Innova 300C I-306 | Innova 300C | Laser | CW |  | Ion | 70, 420, 2400, 480, 720, 1800, 720, 240, 180, 420, 140, 170, 170 | 2330 | 70 | 2400 | [9 empty] | 3-phase with ground, nominal 208 volts |  |  | Light Regulation with PowerTrack: ±0.5% (30 min)/±1% (8 hr), Light Regulation without PowerTrack: ±0.5%, Current Regulation with PowerTrack: ±1% (30 min)/ ±1% (8hr), Current Regulation without PowerTrack: ±2% (30 min) | [16 empty] | Yes | UV - IR | 351.1 | 1090 | 738.9 | [44 empty] | 45 to 55 | [15 empty] | ±10 | [23 empty] | 0,5 |  |  |  | <5 |  |  |  | <5 | [21 empty] | 1.5 | [16 empty] | 0.2% | [36 empty] | 42 | 81 | [14 empty] | 67 | 39 | [38 empty] | 8.5 |  |  | 10 to 35 | [16 empty] | 170 to 415 | [75 empty] | https://www.coherent.com/lasers/laser/ion-lasers/innova-300c |  | 2017-09-01
162 | Innova 300C I-307 | Innova 300C | Laser | CW |  | Ion | 70, 420, 2400, 480, 720, 1800, 720, 240, 180, 420, 140, 190, 190 | 2330 | 70 | 2400 | [9 empty] | 3-phase with ground, nominal 208 volts |  |  | Light Regulation with PowerTrack: ±0.5% (30 min)/±1% (8 hr), Light Regulation without PowerTrack: ±0.5%, Current Regulation with PowerTrack: ±1% (30 min)/ ±1% (8hr), Current Regulation without PowerTrack: ±2% (30 min) | [16 empty] | Yes | UV - IR | 351.1 | 1090 | 738.9 | [44 empty] | 45 to 55 | [15 empty] | ±10 | [23 empty] | 0,5 |  |  |  | <5 |  |  |  | <5 | [21 empty] | 1.5 | [16 empty] | 0.2% | [36 empty] | 42 | 81 | [14 empty] | 67 | 39 | [38 empty] | 8.5 |  |  | 10 to 35 | [16 empty] | 170 to 415 | [75 empty] | https://www.coherent.com/lasers/laser/ion-lasers/innova-300c |  | 2017-09-01
163 | Innova 300C I-308 | Innova 300C | Laser | CW |  | Ion | 100, 550, 3200, 480, 950, 2400, 950, 240, 180, 560, 140, 250, 250 | 3100 | 100 | 3200 | [9 empty] | 3-phase with ground, nominal 208 volts |  |  | Light Regulation with PowerTrack: ±0.5% (30 min)/±1% (8 hr), Light Regulation without PowerTrack: ±0.5%, Current Regulation with PowerTrack: ±1% (30 min)/ ±1% (8hr), Current Regulation without PowerTrack: ±2% (30 min) | [16 empty] | Yes | UV - IR | 351.1 | 1090 | 738.9 | [44 empty] | 55 | [15 empty] | ±10 | [23 empty] | 0.5 |  |  |  | <5 |  |  |  | <5 | [21 empty] | 1.8 | [16 empty] | 0.2% | [36 empty] | 42 | 81 | [14 empty] | 67 | 39 | [38 empty] | 9.6 |  |  | 10 to 30 | [16 empty] | 240 to 415 | [75 empty] | https://www.coherent.com/lasers/laser/ion-lasers/innova-300c |  | 2017-09-01
164 | Innova FreD | Innova FreD | Laser | CW |  | Ion |  | 1990 | 10 | 2000 | [9 empty] | 3-phase with ground | [19 empty] | Yes | Deep UV - Visible | 229 | 528.7 | 299.7 | [44 empty] | 60 | [14 empty] | 208 vac ±10%, 50 or 60 Hz | [22 empty] | <1.7 |  | <0.85 | [140 empty] | 8.5 L/min | 10 to 35 | [17 empty] | 177 to 415 | [67 empty] | 0.5 to 1 SCFH (Standard Cubic Feet Per Hour), Scientific Grade N2-99.999% |  |  |  |  | Materials Processing, Microelectronics, Scientific, Raman Spectroscopy | Compact Disk and DVD Mastering, Fiber Bragg Grating, Inspection, Laser Direct Imaging (LDI), Lithography, Choose a Process | Optical Disk Media, Germanium-Doped Optical Fiber, Patterned Semiconductor Wafer, Precision Optics, Reticle, Photoresist, Fluorescence Excitation | https://www.coherent.com/lasers/laser/innova-fred |  | 2017-10-11
165 | Innova 300 C MotoFred (SHG) | Innova FreD | Laser | CW |  | Ion | 10, 15, 20, 30, 60, 100, 100 | 90 | 10 | 100 | [9 empty] | 3-phase with ground | [9 empty] | ±1 | [9 empty] | Yes | Deep UV | 229 | 264.3 | 35.3 | [44 empty] | 60 | [14 empty] | 208 vac ±10%, 50 or 60 Hz | [22 empty] | 0.6 to 0.9 |  | 1.7 | [37 empty] | 100:1 horizontal | [44 empty] | 1597 x 150.4 x 169.2 | 54 | 122 | [14 empty] | 67 | 39 | [39 empty] | 8.5 L/min | 10 to 35 | [17 empty] | 177 to 415 | [67 empty] | 0.5 to 1 SCFH (Standard Cubic Feet Per Hour), Scientific Grade N2-99.999% |  |  |  |  | Materials Processing, Microelectronics, Scientific, Raman Spectroscopy |  |  | https://www.coherent.com/lasers/laser/innova-fred |  | 2017-09-01
166 | Innova 300 C MotoFred (Fundamental) | Innova FreD | Laser | CW |  | Ion | 140, 140, 350, 350, 400, 400, 600, 600, 1500, 2000 | 1860 | 140 | 2000 | [9 empty] | 3-phase with ground | [9 empty] | ±0.5 | [9 empty] | Yes | Deep UV - Visible | 351.1 | 528.7 | 177.6 | [44 empty] | 60 | [14 empty] | 208 vac ±10%, 50 or 60 Hz | [22 empty] | 1.7 |  | 0.5 | [37 empty] | 100:1 vertical | [44 empty] | 1597 x 150.4 x 169.2 | 54 | 122 | [14 empty] | 67 | 39 | [39 empty] | 8.5 L/min | 10 to 35 | [17 empty] | 177 to 415 | [67 empty] | 0.5 to 1 SCFH (Standard Cubic Feet Per Hour), Scientific Grade N2-99.999% |  |  |  |  | Materials Processing, Microelectronics, Scientific, Raman Spectroscopy |  |  | https://www.coherent.com/lasers/laser/innova-fred |  | 2017-09-01
167 | Innova 300 C MotoFred (High-Power Option) | Innova FreD | Laser | CW |  | Ion | 15, 20, 30, 40, 75, 125, 200 | 185 | 15 | 200 | [9 empty] | 3-phase with ground | [19 empty] | Yes | Deep UV | 229 | 264.3 | 35.3 | [44 empty] | 60 | [14 empty] | 208 vac ±10%, 50 or 60 Hz | [107 empty] | 1597 x 150.4 x 169.2 | 54 | 122 | [14 empty] | 67 | 39 | [39 empty] | 8.5 L/min | 10 to 35 | [17 empty] | 177 to 415 | [67 empty] | 0.5 to 1 SCFH (Standard Cubic Feet Per Hour), Scientific Grade N2-99.999% |  |  |  |  | Materials Processing, Microelectronics, Scientific, Raman Spectroscopy |  |  | https://www.coherent.com/lasers/laser/innova-fred |  | 2017-09-01
168 | Innova 90C FRED (SHG) | Innova FreD | Laser | CW |  | Ion | 10, 15, 20, 30, 60, 100, 100 | 90 | 10 | 100 | [9 empty] | 3-phase with ground | [9 empty] | ±1 | [9 empty] | Yes | Deep UV | 229 | 264.3 | 35.3 | [44 empty] | 60 | [14 empty] | 208 vac ±10%, 50 or 60 Hz | [22 empty] | 0.6 to 0.9 |  | 0.5 to 0.85 | [37 empty] | 100:1 horizontal | [44 empty] | 1597 x 150.4 x 169.2 | 54 | 122 | [14 empty] | 67 | 39 | [39 empty] | 8.5 L/min | 10 to 35 | [17 empty] | 177 to 415 | [67 empty] | 0.5 to 1 SCFH (Standard Cubic Feet Per Hour), Scientific Grade N2-99.999% |  |  |  |  | Materials Processing, Microelectronics, Scientific, Raman Spectroscopy | Compact Disk and DVD Mastering, Fiber Bragg Grating, Inspection, Laser Direct Imaging (LDI), Lithography, Choose a Process | Optical Disk Media, Germanium-Doped Optical Fiber, Patterned Semiconductor Wafer, Precision Optics, Reticle, Photoresist, Fluorescence Excitation | https://www.coherent.com/lasers/laser/innova-fred |  | 2017-09-01
169 | Innova 90C FRED (Fundamental) | Innova FreD | Laser | CW |  | Ion | 350, 350, 400, 400, 600, 600, 1500, 2000 | 1650 | 350 | 2000 | [9 empty] | 3-phase with ground | [9 empty] | ±0.5 | [9 empty] | Yes | Visible | 457.9 | 528.7 | 70.8 | [44 empty] | 60 | [14 empty] | 208 vac ±10%, 50 or 60 Hz | [22 empty] | 1.7 |  | 0.5 | [37 empty] | 100:1 vertical | [44 empty] | 1597 x 150.4 x 169.2 | 54 | 122 | [14 empty] | 67 | 39 | [39 empty] | 8.5 L/min | 10 to 35 | [17 empty] | 177 to 415 | [67 empty] | 0.5 to 1 SCFH (Standard Cubic Feet Per Hour), Scientific Grade N2-99.999% |  |  |  |  | Materials Processing, Microelectronics, Scientific, Raman Spectroscopy | Compact Disk and DVD Mastering, Fiber Bragg Grating, Inspection, Laser Direct Imaging (LDI), Lithography, Choose a Process | Optical Disk Media, Germanium-Doped Optical Fiber, Patterned Semiconductor Wafer, Precision Optics, Reticle, Photoresist, Fluorescence Excitation | https://www.coherent.com/lasers/laser/innova-fred |  | 2017-09-01
170 | Innova Sabre MotoFred (SHG) | Innova Sabre | Laser | CW |  | Ion | 40, 100, 100, 300, 500, 1000 | 960 | 40 | 1000 | [9 empty] | 3-phase with ground | [9 empty] | ±1 | [9 empty] | Yes | Deep UV | 229 | 264.3 | 35.3 | [44 empty] | 70 | [14 empty] | 480 ±10% vac, 50 or 60 Hz | [22 empty] | 0.6 to 0.9 |  | 0.5 to 0.85 | [37 empty] | 100:1 horizontal | [44 empty] | 2544.1 x 203.2 x 190.5 | 122 | 213 | 102 | 75 | [12 empty] | 134 | 107 | [55 empty] | 150 | <=25 |  | 177 to 415 | [67 empty] | 0.5 to 1 SCFH (Standard Cubic Feet Per Hour), Scientific Grade N2-99.999% |  |  |  |  | Materials Processing, Microelectronics, Scientific, Raman Spectroscopy | Compact Disk and DVD Mastering, Fiber Bragg Grating, Inspection, Laser Direct Imaging (LDI), Lithography, Choose a Process | Optical Disk Media, Germanium-Doped Optical Fiber, Patterned Semiconductor Wafer, Precision Optics, Reticle, Photoresist, Fluorescence Excitation | https://www.coherent.com/lasers/laser/innova-fred |  | 2017-09-01
171 | Innova Sabre MotoFred (Fundamental) | Innova Sabre | Laser | CW |  | Ion | 1000, 1000, 1000, 1200, 2000, 2400, 3000, 6500, 8000 | 7000 | 1000 | 8000 | [9 empty] | 3-phase with ground | [9 empty] | ±0.5 | [9 empty] | Yes | Deep UV - Visible | 351.1 | 528.7 | 177.6 | [44 empty] | 70 | [14 empty] | 480 ±10% vac, 50 or 60 Hz | [22 empty] | 1.8 |  | 0.35 | [37 empty] | 100:1 vertical | [44 empty] | 2544.1 x 203.2 x 190.5 | 122 | 213 | 102 | 75 | [12 empty] | 134 | 107 | [55 empty] | 150 | <=25 |  | 177 to 415 | [67 empty] | 0.5 to 1 SCFH (Standard Cubic Feet Per Hour), Scientific Grade N2-99.999% |  |  |  |  | Materials Processing, Microelectronics, Scientific, Raman Spectroscopy | Compact Disk and DVD Mastering, Fiber Bragg Grating, Inspection, Laser Direct Imaging (LDI), Lithography, Choose a Process | Optical Disk Media, Germanium-Doped Optical Fiber, Patterned Semiconductor Wafer, Precision Optics, Reticle, Photoresist, Fluorescence Excitation | https://www.coherent.com/lasers/laser/innova-fred |  | 2017-09-01
172 | Innova 70C | Innova 70C | Laser | CW |  | Ion |  | 1970 | 30 | 2000 | [9 empty] | 3-phase with ground |  |  | Light Regulation: ±0.5% (Argon)/ ±0.5% (Krypton), Current Regulation: ±3% (Argon)/ ±3% (Krypton) | [16 empty] | Yes | Visible - Near IR | 457.9 | 752.5 | 294.6 | [44 empty] | 40 | [14 empty] | 208 vac ±10%, 50 or 60 Hz | [22 empty] | Argon: 1.5, Krypton: 1.5 |  | Argon: 0.5, Krypton: 0.8 | [46 empty] | Light Regulation: 0.5% (Argon)/ 0.5% (Krypton) | [35 empty] | 1136.7 x 186 x 165 | 43 | 83 | [14 empty] | 67 | 39 | [39 empty] | 8.5 L/min |  | 10 to 35 | [16 empty] | 177 to 415 | [72 empty] | Life Sciences, Scientific | Confocal Microscopy, Flow Cytometry, Laser Doppler, Velocimetry | Fluorescence, Excitation, Dye Laser, Ti:Sapphire Laser | https://www.coherent.com/lasers/laser/innova-70 |  | 2017-10-11
173 | Innova 70 Spectrum | Innova 70C | Laser | CW |  | Ion | 30, 30, 50, 100, 130, 130, 150, 250, 250, 250 | 220 | 30 | 250 | [9 empty] | 3-phase with ground |  |  | Light Regulation: ±0.5% (Argon)/ ±0.5% (Krypton), Current Regulation: ±3% (Argon)/ ±3% (Krypton) | [16 empty] | Yes | Visible - Near IR | 457.9 | 752.5 | 294.6 | [44 empty] | 40 | [14 empty] | 208 vac ±10%, 50 or 60 Hz | [22 empty] | Argon: 1.5, Krypton: 1.5 |  | Argon: 0.5, Krypton: 0.8 | [46 empty] | Light Regulation: 0.5% (Argon)/ 0.5% (Krypton) | [35 empty] | 1136.7 x 186 x 165 | 43 | 83 | [14 empty] | 67 | 39 | [39 empty] | 8.5 L/min |  | 10 to 35 | [16 empty] | 177 to 415 | [72 empty] | Life Sciences, Scientific | Confocal Microscopy, Flow Cytometry, Laser Doppler, Velocimetry | Fluorescence, Excitation, Dye Laser, Ti:Sapphire Laser | https://www.coherent.com/lasers/laser/innova-70 |  | 2017-09-01
174 | Innova 70C -3 | Innova 70C | Laser | CW |  | Ion | 50, 60, 200, 200, 250, 400, 400, 1000, 1200 | 1150 | 50 | 1200 | [9 empty] | 3-phase with ground |  |  | Light Regulation: ±0.5% (Argon)/ ±0.5% (Krypton), Current Regulation: ±3% (Argon)/ ±3% (Krypton) | [16 empty] | Yes | Visible | 457.9 | 528.7 | 70.8 | [44 empty] | 40 | [14 empty] | 208 vac ±10%, 50 or 60 Hz | [22 empty] | Argon: 1.5, Krypton: 1.5 |  | Argon: 0.5, Krypton: 0.8 | [46 empty] | Light Regulation: 0.5% (Argon)/ 0.5% (Krypton) | [35 empty] | 1136.7 x 186 x 165 | 43 | 83 | [14 empty] | 67 | 39 | [39 empty] | 8.5 L/min |  | 10 to 35 | [16 empty] | 177 to 415 | [72 empty] | Life Sciences, Scientific | Confocal Microscopy, Flow Cytometry, Laser Doppler, Velocimetry | Fluorescence, Excitation, Dye Laser, Ti:Sapphire Laser | https://www.coherent.com/lasers/laser/innova-70 |  | 2017-09-01
175 | Innova 70C -4 | Innova 70C | Laser | CW |  | Ion | 70, 100, 300, 300, 300, 500, 500, 1300, 1700 | 1630 | 70 | 1700 | [9 empty] | 3-phase with ground |  |  | Light Regulation: ±0.5% (Argon)/ ±0.5% (Krypton), Current Regulation: ±3% (Argon)/ ±3% (Krypton) | [16 empty] | Yes | Visible | 457.9 | 528.7 | 70.8 | [44 empty] | 40 | [14 empty] | 208 vac ±10%, 50 or 60 Hz | [22 empty] | Argon: 1.5, Krypton: 1.5 |  | Argon: 0.5, Krypton: 0.8 | [46 empty] | Light Regulation: 0.5% (Argon)/ 0.5% (Krypton) | [35 empty] | 1136.7 x 186 x 165 | 43 | 83 | [14 empty] | 67 | 39 | [39 empty] | 8.5 L/min |  | 10 to 35 | [16 empty] | 177 to 415 | [72 empty] | Life Sciences, Scientific | Confocal Microscopy, Flow Cytometry, Laser Doppler, Velocimetry | Fluorescence, Excitation, Dye Laser, Ti:Sapphire Laser | https://www.coherent.com/lasers/laser/innova-70 |  | 2017-09-01
176 | Innova 70C -5 | Innova 70C | Laser | CW |  | Ion | 50, 70, 100, 300, 300, 350, 600, 600, 1500, 2000 | 1950 | 50 | 2000 | [9 empty] | 3-phase with ground |  |  | Light Regulation: ±0.5% (Argon)/ ±0.5% (Krypton), Current Regulation: ±3% (Argon)/ ±3% (Krypton) | [16 empty] | Yes | Visible | 457.9 | 528.7 | 70.8 | [44 empty] | 40 | [14 empty] | 208 vac ±10%, 50 or 60 Hz | [22 empty] | Argon: 1.5, Krypton: 1.5 |  | Argon: 0.5, Krypton: 0.8 | [46 empty] | Light Regulation: 0.5% (Argon)/ 0.5% (Krypton) | [35 empty] | 1136.7 x 186 x 165 | 43 | 83 | [14 empty] | 67 | 39 | [39 empty] | 8.5 L/min |  | 10 to 35 | [16 empty] | 177 to 415 | [72 empty] | Life Sciences, Scientific | Confocal Microscopy, Flow Cytometry, Laser Doppler, Velocimetry | Fluorescence, Excitation, Dye Laser, Ti:Sapphire Laser | https://www.coherent.com/lasers/laser/innova-70 |  | 2017-09-01
177 | Innova 70C-K | Innova 70C | Laser | CW |  | Ion | 120 | [12 empty] | 3-phase with ground |  |  | Light Regulation: ±0.5% (Argon)/ ±0.5% (Krypton), Current Regulation: ±3% (Argon)/ ±3% (Krypton) | [16 empty] | Yes | Visible | 676.4 | 676.4 | 0 | [44 empty] | 40 | [14 empty] | 208 vac ±10%, 50 or 60 Hz | [22 empty] | Argon: 1.5, Krypton: 1.5 |  | Argon: 0.5, Krypton: 0.8 | [46 empty] | Light Regulation: 0.5% (Argon)/ 0.5% (Krypton) | [35 empty] | 1136.7 x 186 x 165 | 43 | 83 | [14 empty] | 67 | 39 | [39 empty] | 8.5 L/min |  | 10 to 35 | [16 empty] | 177 to 415 | [72 empty] | Life Sciences, Scientific | Confocal Microscopy, Flow Cytometry, Laser Doppler, Velocimetry | Fluorescence, Excitation, Dye Laser, Ti:Sapphire Laser | https://www.coherent.com/lasers/laser/innova-70 |  | 2017-09-01
178 | Innova 70C-K | Innova 70C | Laser | CW |  | Ion | 500 | [12 empty] | 3-phase with ground |  |  | Light Regulation: ±0.5% (Argon)/ ±0.5% (Krypton), Current Regulation: ±3% (Argon)/ ±3% (Krypton) | [16 empty] | Yes | Visible | 647.1 | 647.1 | 0 | [44 empty] | 40 | [14 empty] | 208 vac ±10%, 50 or 60 Hz | [22 empty] | Argon: 1.5, Krypton: 1.5 |  | Argon: 0.5, Krypton: 0.8 | [46 empty] | Light Regulation: 0.5% (Argon)/ 0.5% (Krypton) | [35 empty] | 1136.7 x 186 x 165 | 43 | 83 | [14 empty] | 67 | 39 | [39 empty] | 8.5 L/min |  | 10 to 35 | [16 empty] | 177 to 415 | [72 empty] | Life Sciences, Scientific | Confocal Microscopy, Flow Cytometry, Laser Doppler, Velocimetry | Fluorescence, Excitation, Dye Laser, Ti:Sapphire Laser | https://www.coherent.com/lasers/laser/innova-70 |  | 2017-09-01
179 | Innova 90C | Innova 90C | Laser | CW |  | Ion |  | 2370 | 30 | 2400 | [9 empty] | 3-phase with ground |  |  | Light Regulation: ±0.5% (Argon)/ ±0.5% (Krypton), Current Regulation: ±3% (Argon)/ ±3% (Krypton) | [16 empty] | Yes | Deep UV - IR | 333.6 | 1090 | 756.4 | [44 empty] | 50 | [14 empty] | 208 vac ±10%, 50 or 60 Hz | [22 empty] | Aragon: 1.5, Krypton: 1.5 |  | Argon: 0.5, Krypton: 0.8 | [17 empty] | Argon: 1.4, Krypton: 1.1 |  |  | Argon: 1.5, Krypton: 1.27 | Argon: 1.14, Krypton: 1.14 | Argon: 1.16, Krypton: 1.16 | [23 empty] | Light Regulation: 0.2% (Argon)/ 0.2% (Krypton) | [36 empty] | 42 | 66 | [14 empty] | 66 | 39 | [39 empty] | 8.5 L/min |  | 10 to 35 | [16 empty] | 177 to 415 | [72 empty] | Life Sciences, Scientific | Confocal Microscopy, Flow Cytometry, Laser Doppler, Velocimetry | Fluorescence, Excitation, Dye Laser, Ti:Sapphire Laser | https://www.coherent.com/lasers/laser/ion-lasers/innova-90 |  | 2017-10-11
180 | Innova 90C -A3 | Innova 90C | Laser | CW |  | Ion | 30, 250, 1400, 200, 400, 1000, 400, 60, 50, 200 | 1370 | 30 | 1400 | [9 empty] | 3-phase with ground |  |  | Light Regulation: ±0.5% (Argon)/ ±0.5% (Krypton), Current Regulation: ±3% (Argon)/ ±3% (Krypton) | [16 empty] | Yes | Visible - IR | 457.9 | 1090 | 632.1 | [44 empty] | 50 | [14 empty] | 208 vac ±10%, 50 or 60 Hz | [22 empty] | Aragon: 1.5, Krypton: 1.5 |  | Argon: 0.5, Krypton: 0.8 | [17 empty] | Argon: 1.4, Krypton: 1.1 |  |  | Argon: 1.5, Krypton: 1.27 | Argon: 1.14, Krypton: 1.14 | Argon: 1.16, Krypton: 1.16 | [23 empty] | Light Regulation: 0.2% (Argon)/ 0.2% (Krypton) | [36 empty] | 42 | 66 | [14 empty] | 66 | 39 | [39 empty] | 8.5 L/min |  | 10 to 35 | [16 empty] | 177 to 415 | [72 empty] | Life Sciences, Scientific | Confocal Microscopy, Flow Cytometry, Laser Doppler, Velocimetry | Fluorescence, Excitation, Dye Laser, Ti:Sapphire Laser | https://www.coherent.com/lasers/laser/ion-lasers/innova-90 |  | 2017-09-01
181 | Innova 90C -A4 | Innova 90C | Laser | CW |  | Ion | 40, 300, 1700, 300, 500, 1300, 500, 120, 100, 300, 50 | 1660 | 40 | 1700 | [9 empty] | 3-phase with ground |  |  | Light Regulation: ±0.5% (Argon)/ ±0.5% (Krypton), Current Regulation: ±3% (Argon)/ ±3% (Krypton) | [16 empty] | Yes | Visible - IR | 457.9 | 1090 | 632.1 | [44 empty] | 50 | [14 empty] | 208 vac ±10%, 50 or 60 Hz | [22 empty] | Aragon: 1.5, Krypton: 1.5 |  | Argon: 0.5, Krypton: 0.8 | [17 empty] | Argon: 1.4, Krypton: 1.1 |  |  | Argon: 1.5, Krypton: 1.27 | Argon: 1.14, Krypton: 1.14 | Argon: 1.16, Krypton: 1.16 | [23 empty] | Light Regulation: 0.2% (Argon)/ 0.2% (Krypton) | [36 empty] | 42 | 66 | [14 empty] | 66 | 39 | [39 empty] | 8.5 L/min |  | 10 to 35 | [16 empty] | 177 to 415 | [72 empty] | Life Sciences, Scientific | Confocal Microscopy, Flow Cytometry, Laser Doppler, Velocimetry | Fluorescence, Excitation, Dye Laser, Ti:Sapphire Laser | https://www.coherent.com/lasers/laser/ion-lasers/innova-90 |  | 2017-09-01
182 | Innova 90C -A4 | Innova 90C | Laser | CW |  | Ion | 200 | [12 empty] | 3-phase with ground |  |  | Light Regulation: ±0.5% (Argon)/ ±0.5% (Krypton), Current Regulation: ±3% (Argon)/ ±3% (Krypton) | [16 empty] | Yes | Deep UV | 333.6 | 363.8 | 30.2 | [44 empty] | 50 | [14 empty] | 208 vac ±10%, 50 or 60 Hz | [22 empty] | Aragon: 1.5, Krypton: 1.5 |  | Argon: 0.5, Krypton: 0.8 | [17 empty] | Argon: 1.4, Krypton: 1.1 |  |  | Argon: 1.5, Krypton: 1.27 | Argon: 1.14, Krypton: 1.14 | Argon: 1.16, Krypton: 1.16 | [23 empty] | Light Regulation: 0.2% (Argon)/ 0.2% (Krypton) | [36 empty] | 42 | 66 | [14 empty] | 66 | 39 | [39 empty] | 8.5 L/min |  | 10 to 35 | [16 empty] | 177 to 415 | [72 empty] | Life Sciences, Scientific | Confocal Microscopy, Flow Cytometry, Laser Doppler, Velocimetry | Fluorescence, Excitation, Dye Laser, Ti:Sapphire Laser | https://www.coherent.com/lasers/laser/ion-lasers/innova-90 |  | 2017-09-01
183 | Innova 90C-A5 | Innova 90C | Laser | CW |  | Ion | 50, 350, 2000, 400, 600, 1500, 600, 200, 150, 350, 120, 300 | 1950 | 50 | 2000 | [9 empty] | 3-phase with ground |  |  | Light Regulation: ±0.5% (Argon)/ ±0.5% (Krypton), Current Regulation: ±3% (Argon)/ ±3% (Krypton) | [16 empty] | Yes | Visible - IR | 454.5 | 1090 | 635.5 | [44 empty] | 50 | [14 empty] | 208 vac ±10%, 50 or 60 Hz | [22 empty] | Aragon: 1.5, Krypton: 1.5 |  | Argon: 0.5, Krypton: 0.8 | [17 empty] | Argon: 1.4, Krypton: 1.1 |  |  | Argon: 1.5, Krypton: 1.27 | Argon: 1.14, Krypton: 1.14 | Argon: 1.16, Krypton: 1.16 | [23 empty] | Light Regulation: 0.2% (Argon)/ 0.2% (Krypton) | [36 empty] | 42 | 66 | [14 empty] | 66 | 39 | [39 empty] | 8.5 L/min |  | 10 to 35 | [16 empty] | 177 to 415 | [72 empty] | Life Sciences, Scientific | Confocal Microscopy, Flow Cytometry, Laser Doppler, Velocimetry | Fluorescence, Excitation, Dye Laser, Ti:Sapphire Laser | https://www.coherent.com/lasers/laser/ion-lasers/innova-90 |  | 2017-09-01
184 | Innova 90C-A5 | Innova 90C | Laser | CW |  | Ion | 300 | [12 empty] | 3-phase with ground |  |  | Light Regulation: ±0.5% (Argon)/ ±0.5% (Krypton), Current Regulation: ±3% (Argon)/ ±3% (Krypton) | [16 empty] | Yes | Deep UV | 333.6 | 363.8 | 30.2 | [44 empty] | 50 | [14 empty] | 208 vac ±10%, 50 or 60 Hz | [22 empty] | Aragon: 1.5, Krypton: 1.5 |  | Argon: 0.5, Krypton: 0.8 | [17 empty] | Argon: 1.4, Krypton: 1.1 |  |  | Argon: 1.5, Krypton: 1.27 | Argon: 1.14, Krypton: 1.14 | Argon: 1.16, Krypton: 1.16 | [23 empty] | Light Regulation: 0.2% (Argon)/ 0.2% (Krypton) | [36 empty] | 42 | 66 | [14 empty] | 66 | 39 | [39 empty] | 8.5 L/min |  | 10 to 35 | [16 empty] | 177 to 415 | [72 empty] | Life Sciences, Scientific | Confocal Microscopy, Flow Cytometry, Laser Doppler, Velocimetry | Fluorescence, Excitation, Dye Laser, Ti:Sapphire Laser | https://www.coherent.com/lasers/laser/ion-lasers/innova-90 |  | 2017-09-01
185 | Innova 90C-A6 | Innova 90C | Laser | CW |  | Ion | 70, 420, 2400, 480, 720, 1800, 720, 240, 180, 420, 140 | 2330 | 70 | 2400 | [9 empty] | 3-phase with ground |  |  | Light Regulation: ±0.5% (Argon)/ ±0.5% (Krypton), Current Regulation: ±3% (Argon)/ ±3% (Krypton) | [16 empty] | Yes | Visible - IR | 454.5 | 1090 | 635.5 | [44 empty] | 50 | [14 empty] | 208 vac ±10%, 50 or 60 Hz | [22 empty] | Aragon: 1.5, Krypton: 1.5 |  | Argon: 0.5, Krypton: 0.8 | [17 empty] | Argon: 1.4, Krypton: 1.1 |  |  | Argon: 1.5, Krypton: 1.27 | Argon: 1.14, Krypton: 1.14 | Argon: 1.16, Krypton: 1.16 | [23 empty] | Light Regulation: 0.2% (Argon)/ 0.2% (Krypton) | [36 empty] | 42 | 66 | [14 empty] | 66 | 39 | [39 empty] | 8.5 L/min |  | 10 to 35 | [16 empty] | 177 to 415 | [72 empty] | Life Sciences, Scientific | Confocal Microscopy, Flow Cytometry, Laser Doppler, Velocimetry | Fluorescence, Excitation, Dye Laser, Ti:Sapphire Laser | https://www.coherent.com/lasers/laser/ion-lasers/innova-90 |  | 2017-09-01
186 | Innova 90C-A6 | Innova 90C | Laser | CW |  | Ion | 500 | [12 empty] | 3-phase with ground |  |  | Light Regulation: ±0.5% (Argon)/ ±0.5% (Krypton), Current Regulation: ±3% (Argon)/ ±3% (Krypton) | [16 empty] | Yes | Deep UV | 333.6 | 363.8 | 30.2 | [44 empty] | 50 | [14 empty] | 208 vac ±10%, 50 or 60 Hz | [22 empty] | Aragon: 1.5, Krypton: 1.5 |  | Argon: 0.5, Krypton: 0.8 | [17 empty] | Argon: 1.4, Krypton: 1.1 |  |  | Argon: 1.5, Krypton: 1.27 | Argon: 1.14, Krypton: 1.14 | Argon: 1.16, Krypton: 1.16 | [23 empty] | Light Regulation: 0.2% (Argon)/ 0.2% (Krypton) | [36 empty] | 42 | 66 | [14 empty] | 66 | 39 | [39 empty] | 8.5 L/min |  | 10 to 35 | [16 empty] | 177 to 415 | [72 empty] | Life Sciences, Scientific | Confocal Microscopy, Flow Cytometry, Laser Doppler, Velocimetry | Fluorescence, Excitation, Dye Laser, Ti:Sapphire Laser | https://www.coherent.com/lasers/laser/ion-lasers/innova-90 |  | 2017-09-01
187 | Innova 90C-K | Innova 90C | Laser | CW |  | Ion | 100, 120, 600, 150, 200, 70, 30, 50 | 570 | 30 | 600 | [9 empty] | 3-phase with ground |  |  | Light Regulation: ±0.5% (Argon)/ ±0.5% (Krypton), Current Regulation: ±3% (Argon)/ ±3% (Krypton) | [16 empty] | Yes | Visible - Near IR | 476.5 | 752.5 | 276 | [44 empty] | 50 | [14 empty] | 208 vac ±10%, 50 or 60 Hz | [22 empty] | Aragon: 1.5, Krypton: 1.5 |  | Argon: 0.5, Krypton: 0.8 | [17 empty] | Argon: 1.4, Krypton: 1.1 |  |  | Argon: 1.5, Krypton: 1.27 | Argon: 1.14, Krypton: 1.14 | Argon: 1.16, Krypton: 1.16 | [23 empty] | Light Regulation: 0.2% (Argon)/ 0.2% (Krypton) | [36 empty] | 42 | 66 | [14 empty] | 66 | 39 | [39 empty] | 8.5 L/min |  | 10 to 35 | [16 empty] | 177 to 415 | [72 empty] | Life Sciences, Scientific | Confocal Microscopy, Flow Cytometry, Laser Doppler, Velocimetry | Fluorescence, Excitation, Dye Laser, Ti:Sapphire Laser | https://www.coherent.com/lasers/laser/ion-lasers/innova-90 |  | 2017-09-01
188 | Innova 90C-K | Innova 90C | Laser | CW |  | Ion | 30 | [12 empty] | 3-phase with ground |  |  | Light Regulation: ±0.5% (Argon)/ ±0.5% (Krypton), Current Regulation: ±3% (Argon)/ ±3% (Krypton) | [16 empty] | Yes | Near IR | 793.1 | 799.3 | 6.2 | [44 empty] | 50 | [14 empty] | 208 vac ±10%, 50 or 60 Hz | [22 empty] | Aragon: 1.5, Krypton: 1.5 |  | Argon: 0.5, Krypton: 0.8 | [17 empty] | Argon: 1.4, Krypton: 1.1 |  |  | Argon: 1.5, Krypton: 1.27 | Argon: 1.14, Krypton: 1.14 | Argon: 1.16, Krypton: 1.16 | [23 empty] | Light Regulation: 0.2% (Argon)/ 0.2% (Krypton) | [36 empty] | 42 | 66 | [14 empty] | 66 | 39 | [39 empty] | 8.5 L/min |  | 10 to 35 | [16 empty] | 177 to 415 | [72 empty] | Life Sciences, Scientific | Confocal Microscopy, Flow Cytometry, Laser Doppler, Velocimetry | Fluorescence, Excitation, Dye Laser, Ti:Sapphire Laser | https://www.coherent.com/lasers/laser/ion-lasers/innova-90 |  | 2017-09-01
189 | Innova 90C-K | Innova 90C | Laser | CW |  | Ion | 250 | [12 empty] | 3-phase with ground |  |  | Light Regulation: ±0.5% (Argon)/ ±0.5% (Krypton), Current Regulation: ±3% (Argon)/ ±3% (Krypton) | [16 empty] | Yes | Near IR | 752.5 | 799.3 | 46.8 | [44 empty] | 50 | [14 empty] | 208 vac ±10%, 50 or 60 Hz | [22 empty] | Aragon: 1.5, Krypton: 1.5 |  | Argon: 0.5, Krypton: 0.8 | [17 empty] | Argon: 1.4, Krypton: 1.1 |  |  | Argon: 1.5, Krypton: 1.27 | Argon: 1.14, Krypton: 1.14 | Argon: 1.16, Krypton: 1.16 | [23 empty] | Light Regulation: 0.2% (Argon)/ 0.2% (Krypton) | [36 empty] | 42 | 66 | [14 empty] | 66 | 39 | [39 empty] | 8.5 L/min |  | 10 to 35 | [16 empty] | 177 to 415 | [72 empty] | Life Sciences, Scientific | Confocal Microscopy, Flow Cytometry, Laser Doppler, Velocimetry | Fluorescence, Excitation, Dye Laser, Ti:Sapphire Laser | https://www.coherent.com/lasers/laser/ion-lasers/innova-90 |  | 2017-09-01
190 | Innova 90C-K | Innova 90C | Laser | CW |  | Ion | 150 | [12 empty] | 3-phase with ground |  |  | Light Regulation: ±0.5% (Argon)/ ±0.5% (Krypton), Current Regulation: ±3% (Argon)/ ±3% (Krypton) | [16 empty] | Yes | Visible | 406.7 | 415.4 | 8.7 | [44 empty] | 50 | [14 empty] | 208 vac ±10%, 50 or 60 Hz | [22 empty] | Aragon: 1.5, Krypton: 1.5 |  | Argon: 0.5, Krypton: 0.8 | [17 empty] | Argon: 1.4, Krypton: 1.1 |  |  | Argon: 1.5, Krypton: 1.27 | Argon: 1.14, Krypton: 1.14 | Argon: 1.16, Krypton: 1.16 | [23 empty] | Light Regulation: 0.2% (Argon)/ 0.2% (Krypton) | [36 empty] | 42 | 66 | [14 empty] | 66 | 39 | [39 empty] | 8.5 L/min |  | 10 to 35 | [16 empty] | 177 to 415 | [72 empty] | Life Sciences, Scientific | Confocal Microscopy, Flow Cytometry, Laser Doppler, Velocimetry | Fluorescence, Excitation, Dye Laser, Ti:Sapphire Laser | https://www.coherent.com/lasers/laser/ion-lasers/innova-90 |  | 2017-09-01
191 | Innova 90C-K | Innova 90C | Laser | CW |  | Ion | 150 | [12 empty] | 3-phase with ground |  |  | Light Regulation: ±0.5% (Argon)/ ±0.5% (Krypton), Current Regulation: ±3% (Argon)/ ±3% (Krypton) | [16 empty] | Yes | Deep UV | 337.5 | 356.4 | 18.9 | [44 empty] | 50 | [14 empty] | 208 vac ±10%, 50 or 60 Hz | [22 empty] | Aragon: 1.5, Krypton: 1.5 |  | Argon: 0.5, Krypton: 0.8 | [17 empty] | Argon: 1.4, Krypton: 1.1 |  |  | Argon: 1.5, Krypton: 1.27 | Argon: 1.14, Krypton: 1.14 | Argon: 1.16, Krypton: 1.16 | [23 empty] | Light Regulation: 0.2% (Argon)/ 0.2% (Krypton) | [36 empty] | 42 | 66 | [14 empty] | 66 | 39 | [39 empty] | 8.5 L/min |  | 10 to 35 | [16 empty] | 177 to 415 | [72 empty] | Life Sciences, Scientific | Confocal Microscopy, Flow Cytometry, Laser Doppler, Velocimetry | Fluorescence, Excitation, Dye Laser, Ti:Sapphire Laser | https://www.coherent.com/lasers/laser/ion-lasers/innova-90 |  | 2017-09-01
192 | Innova Sabre | Innova Sabre | Laser | CW |  | Ion |  | 9800 | 200 | 10000 | [29 empty] | Yes | Deep UV - Near IR | 337.5 | 799.3 | 461.8 | [82 empty] | <2.1 |  | <0.5 | [82 empty] | 2140 x 203.2 x 190.5 | 109 | 195 | [147 empty] | Graphic Arts, Microelectronics, Scientific | Holography, Laser Direct Imaging (LDI), Lithography | Photographic Film, Photoresist, Dye Laser, Ti:Sapphire Laser, Plastic, Paper, Fluorescence Excitation | https://www.coherent.com/lasers/laser/innova-sabre |  | 2017-10-11
193 | Innova Sabre DBW-10 | Innova Sabre | Laser | CW |  | Ion | 200, 200, 400, 800, 800, 800, 1200, 1200, 4000, 5000 | 4800 | 200 | 5000 | [29 empty] | Yes | Visible | 454.5 | 528.7 | 74.2 | [82 empty] | 2.1 |  | 0.35 | [82 empty] | 2140 x 203.2 x 190.5 | 109 | 195 | [147 empty] | Graphic Arts, Microelectronics, Scientific | Holography, Laser Direct Imaging (LDI), Lithography | Photographic Film, Photoresist, Dye Laser, Ti:Sapphire Laser, Plastic, Paper, Fluorescence Excitation | https://www.coherent.com/lasers/laser/innova-sabre |  | 2017-09-01
194 | Innova Sabre DBW-15 | Innova Sabre | Laser | CW |  | Ion | 400, 400, 600, 1000, 1000, 1200, 1800, 1800, 6000, 7000 | 6600 | 400 | 7000 | [29 empty] | Yes | Visible | 454.5 | 528.7 | 74.2 | [82 empty] | 2.1 |  | 0.35 | [82 empty] | 2140 x 203.2 x 190.5 | 109 | 195 | [147 empty] | Graphic Arts, Microelectronics, Scientific | Holography, Laser Direct Imaging (LDI), Lithography | Photographic Film, Photoresist, Dye Laser, Ti:Sapphire Laser, Plastic, Paper, Fluorescence Excitation | https://www.coherent.com/lasers/laser/innova-sabre |  | 2017-09-01
195 | Innova Sabre DBW-20 | Innova Sabre | Laser | CW |  | Ion | 600, 600, 1000, 1400, 1400, 1400, 2400, 2400, 7000, 9000 | 8400 | 600 | 9000 | [29 empty] | Yes | Visible | 454.5 | 528.7 | 74.2 | [82 empty] | 2.1 |  | 0.35 | [82 empty] | 2140 x 203.2 x 190.5 | 109 | 195 | [147 empty] | Graphic Arts, Microelectronics, Scientific | Holography, Laser Direct Imaging (LDI), Lithography | Photographic Film, Photoresist, Dye Laser, Ti:Sapphire Laser, Plastic, Paper, Fluorescence Excitation | https://www.coherent.com/lasers/laser/innova-sabre |  | 2017-09-01
196 | Innova Sabre DBW-25 | Innova Sabre | Laser | CW |  | Ion | 800, 800, 1300, 1500, 1800, 1800, 3000, 3000, 8000, 10000 | 9200 | 800 | 10000 | [29 empty] | Yes | Visible | 454.5 | 528.7 | 74.2 | [82 empty] | 2.1 |  | 0.35 | [82 empty] | 2140 x 203.2 x 190.5 | 109 | 195 | [147 empty] | Graphic Arts, Microelectronics, Scientific | Holography, Laser Direct Imaging (LDI), Lithography | Photographic Film, Photoresist, Dye Laser, Ti:Sapphire Laser, Plastic, Paper, Fluorescence Excitation | https://www.coherent.com/lasers/laser/innova-sabre |  | 2017-09-01
197 | Innova Sabre TSM-10 | Innova Sabre | Laser | CW |  | Ion | 100, 200, 800, 800, 1200, 1200, 4000, 5000 | 4900 | 100 | 5000 | [29 empty] | Yes | Visible | 457.9 | 514.5 | 56.6 | [82 empty] | 2.1 |  | 0.35 | [82 empty] | 2140 x 203.2 x 190.5 | 109 | 195 | [147 empty] | Graphic Arts, Microelectronics, Scientific | Holography, Laser Direct Imaging (LDI), Lithography | Photographic Film, Photoresist, Dye Laser, Ti:Sapphire Laser, Plastic, Paper, Fluorescence Excitation | https://www.coherent.com/lasers/laser/innova-sabre |  | 2017-09-01
198 | Innova Sabre TSM-15 | Innova Sabre | Laser | CW |  | Ion | 400, 500, 1000, 1200, 1800, 1800, 6000, 7000 | 6800 | 200 | 7000 | [29 empty] | Yes | Visible | 457.9 | 514.5 | 56.6 | [82 empty] | 2.1 |  | 0.35 | [82 empty] | 2140 x 203.2 x 190.5 | 109 | 195 | [147 empty] | Graphic Arts, Microelectronics, Scientific | Holography, Laser Direct Imaging (LDI), Lithography | Photographic Film, Photoresist, Dye Laser, Ti:Sapphire Laser, Plastic, Paper, Fluorescence Excitation | https://www.coherent.com/lasers/laser/innova-sabre |  | 2017-09-01
199 | Innova Sabre TSM-20 | Innova Sabre | Laser | CW |  | Ion | 300, 600, 1000, 1400, 1400, 2400, 2400, 7000, 9000 | 8700 | 300 | 9000 | [29 empty] | Yes | Visible | 454.5 | 514.5 | 60 | [82 empty] | 2.1 |  | 0.35 | [82 empty] | 2140 x 203.2 x 190.5 | 109 | 195 | [147 empty] | Graphic Arts, Microelectronics, Scientific | Holography, Laser Direct Imaging (LDI), Lithography | Photographic Film, Photoresist, Dye Laser, Ti:Sapphire Laser, Plastic, Paper, Fluorescence Excitation | https://www.coherent.com/lasers/laser/innova-sabre |  | 2017-09-01
200 | Innova Sabre TSM-25 | Innova Sabre | Laser | CW |  | Ion | 500, 800, 1300, 1500, 1600, 3000, 3000, 8000, 10000 | 9500 | 500 | 10000 | [29 empty] | Yes | Visible | 454.5 | 514.5 | 60 | [82 empty] | 2.1 |  | 0.35 | [82 empty] | 2140 x 203.2 x 190.5 | 109 | 195 | [147 empty] | Graphic Arts, Microelectronics, Scientific | Holography, Laser Direct Imaging (LDI), Lithography | Photographic Film, Photoresist, Dye Laser, Ti:Sapphire Laser, Plastic, Paper, Fluorescence Excitation | https://www.coherent.com/lasers/laser/innova-sabre |  | 2017-09-01
201 | Innova Sabre Kryption DBW | Innova Sabre | Laser | CW |  | Ion | 4600 | [32 empty] | Yes | Visible | 647.1 | 676.4 | 29.3 | [82 empty] | 2 |  | 0.5 | [82 empty] | 2140 x 203.2 x 190.5 | 109 | 195 | [147 empty] | Graphic Arts, Microelectronics, Scientific | Holography, Laser Direct Imaging (LDI), Lithography | Photographic Film, Photoresist, Dye Laser, Ti:Sapphire Laser, Plastic, Paper, Fluorescence Excitation | https://www.coherent.com/lasers/laser/innova-sabre |  | 2017-09-01
202 | Innova Sabre Kryption DBW | Innova Sabre | Laser | CW |  | Ion | 1600 | [32 empty] | Yes | Near IR | 752.5 | 799.3 | 46.8 | [167 empty] | 2140 x 203.2 x 190.5 | 109 | 195 | [147 empty] | Graphic Arts, Microelectronics, Scientific | Holography, Laser Direct Imaging (LDI), Lithography | Photographic Film, Photoresist, Dye Laser, Ti:Sapphire Laser, Plastic, Paper, Fluorescence Excitation | https://www.coherent.com/lasers/laser/innova-sabre |  | 2017-09-01
203 | Innova Sabre Kryption DBW | Innova Sabre | Laser | CW |  | Ion | 3300 | [32 empty] | Yes | Visible | 520.8 | 568.2 | 47.4 | [167 empty] | 2140 x 203.2 x 190.5 | 109 | 195 | [147 empty] | Graphic Arts, Microelectronics, Scientific | Holography, Laser Direct Imaging (LDI), Lithography | Photographic Film, Photoresist, Dye Laser, Ti:Sapphire Laser, Plastic, Paper, Fluorescence Excitation | https://www.coherent.com/lasers/laser/innova-sabre |  | 2017-09-01
204 | Innova Sabre Kryption DBW | Innova Sabre | Laser | CW |  | Ion | 300, 700, 900, 1100, 1200, 1500, 3500 | 3200 | 300 | 3500 | [29 empty] | Yes | Visible - Near IR | 520.8 | 799.3 | 278.5 | [167 empty] | 2140 x 203.2 x 190.5 | 109 | 195 | [147 empty] | Graphic Arts, Microelectronics, Scientific | Holography, Laser Direct Imaging (LDI), Lithography | Photographic Film, Photoresist, Dye Laser, Ti:Sapphire Laser, Plastic, Paper, Fluorescence Excitation | https://www.coherent.com/lasers/laser/innova-sabre |  | 2017-09-01
205 | Innova Sabre Kryption DBW | Innova Sabre | Laser | CW |  | Ion | 3500 | [32 empty] | Yes | Visible | 468 | 530.9 | 62.9 | [167 empty] | 2140 x 203.2 x 190.5 | 109 | 195 | [147 empty] | Graphic Arts, Microelectronics, Scientific | Holography, Laser Direct Imaging (LDI), Lithography | Photographic Film, Photoresist, Dye Laser, Ti:Sapphire Laser, Plastic, Paper, Fluorescence Excitation | https://www.coherent.com/lasers/laser/innova-sabre |  | 2017-09-01
206 | Innova Sabre Kryption DBW | Innova Sabre | Laser | CW |  | Ion | 3000 | [32 empty] | Yes | Visible | 406.7 | 415.4 | 8.7 | [167 empty] | 2140 x 203.2 x 190.5 | 109 | 195 | [147 empty] | Graphic Arts, Microelectronics, Scientific | Holography, Laser Direct Imaging (LDI), Lithography | Photographic Film, Photoresist, Dye Laser, Ti:Sapphire Laser, Plastic, Paper, Fluorescence Excitation | https://www.coherent.com/lasers/laser/innova-sabre |  | 2017-09-01
207 | Innova Sabre Kryption DBW | Innova Sabre | Laser | CW |  | Ion | 2000 | [32 empty] | Yes | Deep UV | 337.5 | 356.4 | 18.9 | [167 empty] | 2140 x 203.2 x 190.5 | 109 | 195 | [147 empty] | Graphic Arts, Microelectronics, Scientific | Holography, Laser Direct Imaging (LDI), Lithography | Photographic Film, Photoresist, Dye Laser, Ti:Sapphire Laser, Plastic, Paper, Fluorescence Excitation | https://www.coherent.com/lasers/laser/innova-sabre |  | 2017-09-01
208 | Innova Sabre Kryption DBW | Innova Sabre | Laser | CW |  | Ion | 280, 400, 400, 500, 800, 900, 1800 | 1520 | 280 | 1800 | [29 empty] | Yes | Visible | 406.7 | 482.5 | 75.8 | [82 empty] | 1.6 |  | 0.4 | [82 empty] | 2140 x 203.2 x 190.5 | 109 | 195 | [147 empty] | Graphic Arts, Microelectronics, Scientific | Holography, Laser Direct Imaging (LDI), Lithography | Photographic Film, Photoresist, Dye Laser, Ti:Sapphire Laser, Plastic, Paper, Fluorescence Excitation | https://www.coherent.com/lasers/laser/innova-sabre |  | 2017-09-01
209 | Magnum II Laser | Magnum II Laser | Laser | CW |  | Diode |  | 6500 | 500 | 7000 | [29 empty] | Yes | Visible - Near IR | 635 | 810 | 175 | [164 empty] | 244.5 x 89.0 x 85.2 | [152 empty] | Machine Vision | 3D Proofing and Mapping, Automotive Alignment, Flow Visualization, Fluorescence-Induced Inspection, High-Speed Road & Rail Inspection, Hot Steel-Plate, Lumbar Optimization, Transportation, Web Inspection, Weld Steam Inspection |  | https://www.coherent.com/lasers/laser/machine-vision-structured-light-lasers/magnum-ii-laser |  | 2017-10-12
210 | Magnum II-500 | Magnum II Laser | Laser | CW |  | Diode | 500 |  |  |  |  | 400 |  |  |  |  | 500 |  | 12 VDC, 3A | [20 empty] | Yes | Visible | 635 | [166 empty] | 244.5 x 89.0 x 85.2 | [130 empty] | 10, 15, 20, 30, 40, 45, 55, 60, 75, custom | [21 empty] | Machine Vision | 3D Proofing and Mapping, Automotive Alignment, Flow Visualization, Fluorescence-Induced Inspection, High-Speed Road & Rail Inspection, Hot Steel-Plate, Lumbar Optimization, Transportation, Web Inspection, Weld Steam Inspection |  | https://www.coherent.com/lasers/laser/machine-vision-structured-light-lasers/magnum-ii-laser |  | 2017-09-01
211 | Magnum II-500 | Magnum II Laser | Laser | CW |  | Diode | 500 |  |  |  |  | 400 |  |  |  |  | 500 |  | 12 VDC, 3A | [20 empty] | Yes | Visible | 680 | [166 empty] | 244.5 x 89.0 x 85.2 | [130 empty] | 10, 15, 20, 30, 40, 45, 55, 60, 75, custom | [21 empty] | Machine Vision | 3D Proofing and Mapping, Automotive Alignment, Flow Visualization, Fluorescence-Induced Inspection, High-Speed Road & Rail Inspection, Hot Steel-Plate, Lumbar Optimization, Transportation, Web Inspection, Weld Steam Inspection |  | https://www.coherent.com/lasers/laser/machine-vision-structured-light-lasers/magnum-ii-laser |  | 2017-09-01
212 | Magnum II-1000 | Magnum II Laser | Laser | CW |  | Diode | 1000 |  |  |  |  | 800 |  |  |  |  | 1000 |  | 12 VDC, 3A | [20 empty] | Yes | Visible | 680 | [166 empty] | 244.5 x 89.0 x 85.2 | [130 empty] | 10, 15, 20, 30, 40, 45, 55, 60, 75, custom | [21 empty] | Machine Vision | 3D Proofing and Mapping, Automotive Alignment, Flow Visualization, Fluorescence-Induced Inspection, High-Speed Road & Rail Inspection, Hot Steel-Plate, Lumbar Optimization, Transportation, Web Inspection, Weld Steam Inspection |  | https://www.coherent.com/lasers/laser/machine-vision-structured-light-lasers/magnum-ii-laser |  | 2017-09-01
213 | Magnum II-1500 | Magnum II Laser | Laser | CW |  | Diode | 1500 |  |  |  |  | 1200 |  |  |  |  | 1500 |  | 12 VDC, 3A | [20 empty] | Yes | Visible | 665 | [166 empty] | 244.5 x 89.0 x 85.2 | [130 empty] | 10, 15, 20, 30, 40, 45, 55, 60, 75, custom | [21 empty] | Machine Vision | 3D Proofing and Mapping, Automotive Alignment, Flow Visualization, Fluorescence-Induced Inspection, High-Speed Road & Rail Inspection, Hot Steel-Plate, Lumbar Optimization, Transportation, Web Inspection, Weld Steam Inspection |  | https://www.coherent.com/lasers/laser/machine-vision-structured-light-lasers/magnum-ii-laser |  | 2017-09-01
214 | Magnum II-2000 | Magnum II Laser | Laser | CW |  | Diode | 2000 |  |  |  |  | 1600 |  |  |  |  | 2000 |  | 12 VDC, 5A | [20 empty] | Yes | Near IR | 810 | [166 empty] | 244.5 x 89.0 x 85.2 | [130 empty] | 10, 15, 20, 30, 40, 45, 55, 60, 75, custom | [21 empty] | Machine Vision | 3D Proofing and Mapping, Automotive Alignment, Flow Visualization, Fluorescence-Induced Inspection, High-Speed Road & Rail Inspection, Hot Steel-Plate, Lumbar Optimization, Transportation, Web Inspection, Weld Steam Inspection |  | https://www.coherent.com/lasers/laser/machine-vision-structured-light-lasers/magnum-ii-laser |  | 2017-09-01
215 | Magnum II-4000 | Magnum II Laser | Laser | CW |  | Diode | 4000 |  |  |  |  | 3200 |  |  |  |  | 4000 |  | 12 VDC, 5A | [20 empty] | Yes | Near IR | 810 | [166 empty] | 244.5 x 89.0 x 85.2 | [130 empty] | 10, 15, 20, 30, 40, 45, 55, 60, 75, custom | [21 empty] | Machine Vision | 3D Proofing and Mapping, Automotive Alignment, Flow Visualization, Fluorescence-Induced Inspection, High-Speed Road & Rail Inspection, Hot Steel-Plate, Lumbar Optimization, Transportation, Web Inspection, Weld Steam Inspection |  | https://www.coherent.com/lasers/laser/machine-vision-structured-light-lasers/magnum-ii-laser |  | 2017-09-01
216 | Magnum II-7000 | Magnum II Laser | Laser | CW |  | Diode | 7000 |  |  |  |  | 5600 |  |  |  |  | 7000 |  | 12 VDC, 5A | [20 empty] | Yes | Near IR | 808 | [166 empty] | 244.5 x 89.0 x 85.2 | [130 empty] | 10, 15, 20, 30, 40, 45, 55, 60, 75, custom | [21 empty] | Machine Vision | 3D Proofing and Mapping, Automotive Alignment, Flow Visualization, Fluorescence-Induced Inspection, High-Speed Road & Rail Inspection, Hot Steel-Plate, Lumbar Optimization, Transportation, Web Inspection, Weld Steam Inspection |  | https://www.coherent.com/lasers/laser/machine-vision-structured-light-lasers/magnum-ii-laser |  | 2017-09-01
217 | Magnum 680 | Magnum II Laser | Laser | CW |  | Diode | 1500 | [32 empty] | Yes | Visible | 680 |  |  | 10 | 10 | [41 empty] | 5 | [11 empty] | 12 | [23 empty] | <3 | [49 empty] | <10 |  |  |  | Multi Transverse Mode |  |  |  | CW, Analog, or Digital | 10 | 10 | <10 | <10 | [94 empty] | -35 to 50 | [11 empty] | 40 to 60 |  |  |  |  | <5 | [31 empty] | Plug, 3-Pin, Amphenol 97-3102A-105L-3P (946) | [5 empty] | Level 4 |  |  |  | 10, 20, 30, 45, 60 | >1 | [16 empty] | >50 |  | <=0.10 |  | Machine Vision | 3D Proofing and Mapping, Automotive Alignment, Flow Visualization, Fluorescence-Induced Inspection, High-Speed Road & Rail Inspection, Hot Steel-Plate, Lumbar Optimization, Transportation, Web Inspection, Weld Steam Inspection |  | https://www.coherent.com/lasers/laser/machine-vision-structured-light-lasers/magnum-ii-laser |  | 2017-11-17
218 | Magnum 808 | Magnum II Laser | Laser | CW |  | Diode |  | 3000 | 4000 | 7000 | [29 empty] | Yes | Near IR | 808 |  |  | 5 | 5 | [41 empty] | 5 | [11 empty] | 12 | [23 empty] | <3 | [49 empty] | <10 |  |  |  | Multi Transverse Mode |  |  |  | CW, Analog, or Digital | 10 | 10 | <10 | <10 | [94 empty] | -35 to 50 | [11 empty] | 40 to 60 |  |  |  |  | <5 | [31 empty] | Plug, 3-Pin, Amphenol 97-3102A-105L-3P (946) | [5 empty] | Level 4 |  |  |  | 10, 20, 30, 45, 60 | >1 | [16 empty] | >50 |  | <=0.10 |  | Machine Vision | 3D Proofing and Mapping, Automotive Alignment, Flow Visualization, Fluorescence-Induced Inspection, High-Speed Road & Rail Inspection, Hot Steel-Plate, Lumbar Optimization, Transportation, Web Inspection, Weld Steam Inspection |  | https://www.coherent.com/lasers/laser/machine-vision-structured-light-lasers/magnum-ii-laser |  | 2017-11-17
219 | Mini Laser | Mini Laser | Laser | CW |  | Diode |  | 34 | 1 | 35 | [29 empty] | Yes | Visible - Near IR | 635 | 830 | 195 | [164 empty] | 40.64 x 9.65 x 19.0 | [152 empty] | Machine Vision, Life Sciences | 3D Contour Mapping, 3D Proofing and Mapping, Automotive Alignment, Food Inspection, High-End Alignment, High-Speed Industrial Inspection, Industrial Inspection, Positioning & Visualization, Semiconductor Inspection, Tire Inspection, Weld Steam Inspection |  | https://www.coherent.com/lasers/laser/machine-vision-structured-light-lasers/mini-laser |  | 2017-10-12
220 | Mini 640 | Mini Laser | Laser | CW |  | Diode | 1, 5, 10 | 9 | 1 | 10 | [29 empty] | Yes | Visible | 640 |  |  | 3 | 5 | [41 empty] | <0.2 | [11 empty] | 5 | [23 empty] | <3 | [19 empty] | <1.5 | [33 empty] | TEM00 |  |  |  | CW, Analog, or Digital | 10 | 10 | <10 | <10 | [94 empty] | 10 to 50 | [11 empty] | -20 to 60 |  |  |  |  | <5 | [31 empty] | Mono Jack or Optional Flying Leads | [9 empty] | 1, 5, 10, 20, 30, 45, 60, 75 | >1 | [16 empty] | >50 |  | <=0.10 |  | Machine Vision, Life Sciences | 3D Contour Mapping, 3D Proofing and Mapping, Automotive Alignment, Food Inspection, High-End Alignment, High-Speed Industrial Inspection, Industrial Inspection, Positioning & Visualization, Semiconductor Inspection, Tire Inspection, Weld Steam Inspection |  | https://www.coherent.com/lasers/laser/machine-vision-structured-light-lasers/mini-laser |  | 2017-11-17
221 | Mini 660 | Mini Laser | Laser | CW |  | Diode | 1, 5, 10, 20, 35 | 34 | 1 | 35 | [29 empty] | Yes | Visible | 660 |  |  | 6 | 6 | [41 empty] | <0.2 | [11 empty] | 5 | [23 empty] | <3 | [19 empty] | <1.5 | [33 empty] | TEM00 |  |  |  | CW, Analog, or Digital | 10 | 10 | <10 | <10 | [94 empty] | 10 to 50 | [11 empty] | -20 to 60 |  |  |  |  | <5 | [31 empty] | Mono Jack or Optional Flying Leads | [9 empty] | 1, 5, 10, 20, 30, 45, 60, 75 | >1 | [16 empty] | >50 |  | <=0.10 |  | Machine Vision, Life Sciences | 3D Contour Mapping, 3D Proofing and Mapping, Automotive Alignment, Food Inspection, High-End Alignment, High-Speed Industrial Inspection, Industrial Inspection, Positioning & Visualization, Semiconductor Inspection, Tire Inspection, Weld Steam Inspection |  | https://www.coherent.com/lasers/laser/machine-vision-structured-light-lasers/mini-laser |  | 2017-11-17
222 | Mini 685 | Mini Laser | Laser | CW |  | Diode | 20, 35 | 15 | 20 | 35 | [29 empty] | Yes | Visible | 685 |  |  | 15 | 15 | [41 empty] | <0.2 | [11 empty] | 5 | [23 empty] | <3 | [19 empty] | <1.5 | [33 empty] | TEM00 |  |  |  | CW, Analog, or Digital | 10 | 10 | <10 | <10 | [94 empty] | 10 to 50 | [11 empty] | -20 to 60 |  |  |  |  | <5 | [31 empty] | Mono Jack or Optional Flying Leads | [9 empty] | 1, 5, 10, 20, 30, 45, 60, 75 | >1 | [16 empty] | >50 |  | <=0.10 |  | Machine Vision, Life Sciences | 3D Contour Mapping, 3D Proofing and Mapping, Automotive Alignment, Food Inspection, High-End Alignment, High-Speed Industrial Inspection, Industrial Inspection, Positioning & Visualization, Semiconductor Inspection, Tire Inspection, Weld Steam Inspection |  | https://www.coherent.com/lasers/laser/machine-vision-structured-light-lasers/mini-laser |  | 2017-11-17
223 | Mini 785 | Mini Laser | Laser | CW |  | Diode | 20, 35 | 15 | 20 | 35 | [29 empty] | Yes | Near IR | 785 |  |  | 10 | 10 | [41 empty] | <0.2 | [11 empty] | 5 | [23 empty] | <3 | [19 empty] | <1.5 | [33 empty] | TEM00 |  |  |  | CW, Analog, or Digital | 10 | 10 | <10 | <10 | [94 empty] | 10 to 50 | [11 empty] | -20 to 60 |  |  |  |  | <5 | [31 empty] | Mono Jack or Optional Flying Leads | [9 empty] | 1, 5, 10, 20, 30, 45, 60, 75 | >1 | [16 empty] | >50 |  | <=0.10 |  | Machine Vision, Life Sciences | 3D Contour Mapping, 3D Proofing and Mapping, Automotive Alignment, Food Inspection, High-End Alignment, High-Speed Industrial Inspection, Industrial Inspection, Positioning & Visualization, Semiconductor Inspection, Tire Inspection, Weld Steam Inspection |  | https://www.coherent.com/lasers/laser/machine-vision-structured-light-lasers/mini-laser |  | 2017-11-17
224 | Mini-501L | Mini Laser | Laser | CW |  | Diode | 40183 | 9 | 1 | 10 | [29 empty] | Yes | Visible | 635 | [166 empty] | 40.64 x 9.65 x 19.0 | [152 empty] | Machine Vision, Life Sciences | 3D Contour Mapping, 3D Proofing and Mapping, Automotive Alignment, Food Inspection, High-End Alignment, High-Speed Industrial Inspection, Industrial Inspection, Positioning & Visualization, Semiconductor Inspection, Tire Inspection, Weld Steam Inspection |  | https://www.coherent.com/lasers/laser/machine-vision-structured-light-lasers/mini-laser |  | 2017-09-01
225 | Mini-701L | Mini Laser | Laser | CW |  | Diode | 1, 5, 10 | 9 | 1 | 10 | [29 empty] | Yes | Visible | 635 | [166 empty] | 40.64 x 9.65 x 19.0 | [152 empty] | Machine Vision, Life Sciences | 3D Contour Mapping, 3D Proofing and Mapping, Automotive Alignment, Food Inspection, High-End Alignment, High-Speed Industrial Inspection, Industrial Inspection, Positioning & Visualization, Semiconductor Inspection, Tire Inspection, Weld Steam Inspection |  | https://www.coherent.com/lasers/laser/machine-vision-structured-light-lasers/mini-laser |  | 2017-09-01
226 | Mini-503L | Mini Laser | Laser | CW |  | Diode | 1,5,10,20,35 | 34 | 1 | 35 | [29 empty] | Yes | Visible | 660 | [166 empty] | 40.64 x 9.65 x 19.0 | [152 empty] | Machine Vision, Life Sciences | 3D Contour Mapping, 3D Proofing and Mapping, Automotive Alignment, Food Inspection, High-End Alignment, High-Speed Industrial Inspection, Industrial Inspection, Positioning & Visualization, Semiconductor Inspection, Tire Inspection, Weld Steam Inspection |  | https://www.coherent.com/lasers/laser/machine-vision-structured-light-lasers/mini-laser |  | 2017-09-01
227 | Mini-703L | Mini Laser | Laser | CW |  | Diode | 1,5,10,20,35 | 34 | 1 | 35 | [29 empty] | Yes | Visible | 660 | [166 empty] | 40.64 x 9.65 x 19.0 | [152 empty] | Machine Vision, Life Sciences | 3D Contour Mapping, 3D Proofing and Mapping, Automotive Alignment, Food Inspection, High-End Alignment, High-Speed Industrial Inspection, Industrial Inspection, Positioning & Visualization, Semiconductor Inspection, Tire Inspection, Weld Steam Inspection |  | https://www.coherent.com/lasers/laser/machine-vision-structured-light-lasers/mini-laser |  | 2017-09-01
228 | Mini-505L | Mini Laser | Laser | CW |  | Diode | 20,35 | 15 | 20 | 35 | [29 empty] | Yes | Visible | 690 | 785 | 95 | [164 empty] | 40.64 x 9.65 x 19.0 | [152 empty] | Machine Vision, Life Sciences | 3D Contour Mapping, 3D Proofing and Mapping, Automotive Alignment, Food Inspection, High-End Alignment, High-Speed Industrial Inspection, Industrial Inspection, Positioning & Visualization, Semiconductor Inspection, Tire Inspection, Weld Steam Inspection |  | https://www.coherent.com/lasers/laser/machine-vision-structured-light-lasers/mini-laser |  | 2017-09-01
229 | Mini-705L | Mini Laser | Laser | CW |  | Diode | 20,35 | 15 | 20 | 35 | [29 empty] | Yes | Visible | 690 | 785 | 95 | [164 empty] | 40.64 x 9.65 x 19.0 | [152 empty] | Machine Vision, Life Sciences | 3D Contour Mapping, 3D Proofing and Mapping, Automotive Alignment, Food Inspection, High-End Alignment, High-Speed Industrial Inspection, Industrial Inspection, Positioning & Visualization, Semiconductor Inspection, Tire Inspection, Weld Steam Inspection |  | https://www.coherent.com/lasers/laser/machine-vision-structured-light-lasers/mini-laser |  | 2017-09-01
230 | Mini-509L | Mini Laser | Laser | CW |  | Diode | 30 | [32 empty] | Yes | Near IR | 830 | [166 empty] | 40.64 x 9.65 x 19.0 | [152 empty] | Machine Vision, Life Sciences | 3D Contour Mapping, 3D Proofing and Mapping, Automotive Alignment, Food Inspection, High-End Alignment, High-Speed Industrial Inspection, Industrial Inspection, Positioning & Visualization, Semiconductor Inspection, Tire Inspection, Weld Steam Inspection |  | https://www.coherent.com/lasers/laser/machine-vision-structured-light-lasers/mini-laser |  | 2017-09-01
231 | Mini-709L | Mini Laser | Laser | CW |  | Diode | 30 | [32 empty] | Yes | Near IR | 830 | [166 empty] | 40.64 x 9.65 x 19.0 | [152 empty] | Machine Vision, Life Sciences | 3D Contour Mapping, 3D Proofing and Mapping, Automotive Alignment, Food Inspection, High-End Alignment, High-Speed Industrial Inspection, Industrial Inspection, Positioning & Visualization, Semiconductor Inspection, Tire Inspection, Weld Steam Inspection |  | https://www.coherent.com/lasers/laser/machine-vision-structured-light-lasers/mini-laser |  | 2017-09-01
232 | Mini-511L (Custom) | Mini Laser | Laser | CW |  | Diode | [33 empty] | No | [168 empty] | 40.64 x 9.65 x 19.0 | [152 empty] | Machine Vision, Life Sciences | 3D Contour Mapping, 3D Proofing and Mapping, Automotive Alignment, Food Inspection, High-End Alignment, High-Speed Industrial Inspection, Industrial Inspection, Positioning & Visualization, Semiconductor Inspection, Tire Inspection, Weld Steam Inspection |  | https://www.coherent.com/lasers/laser/machine-vision-structured-light-lasers/mini-laser |  | 2017-09-01
233 | Mini-711L (Custom) | Mini Laser | Laser | CW |  | Diode | [33 empty] | No | [168 empty] | 40.64 x 9.65 x 19.0 | [152 empty] | Machine Vision, Life Sciences | 3D Contour Mapping, 3D Proofing and Mapping, Automotive Alignment, Food Inspection, High-End Alignment, High-Speed Industrial Inspection, Industrial Inspection, Positioning & Visualization, Semiconductor Inspection, Tire Inspection, Weld Steam Inspection |  | https://www.coherent.com/lasers/laser/machine-vision-structured-light-lasers/mini-laser |  | 2017-09-01
234 | Mini-515L | Mini Laser | Laser | CW |  | Diode | 1,5,10 | 9 | 1 | 10 | [29 empty] | Yes | Visible | 635 | [166 empty] | 40.64 x 9.65 x 19.0 | [152 empty] | Machine Vision, Life Sciences | 3D Contour Mapping, 3D Proofing and Mapping, Automotive Alignment, Food Inspection, High-End Alignment, High-Speed Industrial Inspection, Industrial Inspection, Positioning & Visualization, Semiconductor Inspection, Tire Inspection, Weld Steam Inspection |  | https://www.coherent.com/lasers/laser/machine-vision-structured-light-lasers/mini-laser |  | 2017-09-01
235 | Mini-715L | Mini Laser | Laser | CW |  | Diode | 1,5,10 | 9 | 1 | 10 | [29 empty] | Yes | Visible | 635 | [166 empty] | 40.64 x 9.65 x 19.0 | [152 empty] | Machine Vision, Life Sciences | 3D Contour Mapping, 3D Proofing and Mapping, Automotive Alignment, Food Inspection, High-End Alignment, High-Speed Industrial Inspection, Industrial Inspection, Positioning & Visualization, Semiconductor Inspection, Tire Inspection, Weld Steam Inspection |  | https://www.coherent.com/lasers/laser/machine-vision-structured-light-lasers/mini-laser |  | 2017-09-01
236 | Mini-519L | Mini Laser | Laser | CW |  | Diode | 1,5,10,20,35 | 34 | 1 | 35 | [29 empty] | Yes | Visible | 660 | [166 empty] | 40.64 x 9.65 x 19.0 | [152 empty] | Machine Vision, Life Sciences | 3D Contour Mapping, 3D Proofing and Mapping, Automotive Alignment, Food Inspection, High-End Alignment, High-Speed Industrial Inspection, Industrial Inspection, Positioning & Visualization, Semiconductor Inspection, Tire Inspection, Weld Steam Inspection |  | https://www.coherent.com/lasers/laser/machine-vision-structured-light-lasers/mini-laser |  | 2017-09-01
237 | Mini-719L | Mini Laser | Laser | CW |  | Diode | 1,5,10,20,35 | 34 | 1 | 35 | [29 empty] | Yes | Visible | 660 | [166 empty] | 40.64 x 9.65 x 19.0 | [152 empty] | Machine Vision, Life Sciences | 3D Contour Mapping, 3D Proofing and Mapping, Automotive Alignment, Food Inspection, High-End Alignment, High-Speed Industrial Inspection, Industrial Inspection, Positioning & Visualization, Semiconductor Inspection, Tire Inspection, Weld Steam Inspection |  | https://www.coherent.com/lasers/laser/machine-vision-structured-light-lasers/mini-laser |  | 2017-09-01
238 | Mini-533L | Mini Laser | Laser | CW |  | Diode | 20,35 | 15 | 20 | 35 | [29 empty] | Yes | Visible | 690 | 785 | 95 | [164 empty] | 40.64 x 9.65 x 19.0 | [152 empty] | Machine Vision, Life Sciences | 3D Contour Mapping, 3D Proofing and Mapping, Automotive Alignment, Food Inspection, High-End Alignment, High-Speed Industrial Inspection, Industrial Inspection, Positioning & Visualization, Semiconductor Inspection, Tire Inspection, Weld Steam Inspection |  | https://www.coherent.com/lasers/laser/machine-vision-structured-light-lasers/mini-laser |  | 2017-09-01
239 | Mini-733L | Mini Laser | Laser | CW |  | Diode | 20,35 | 15 | 20 | 35 | [29 empty] | Yes | Visible | 690 | 785 | 95 | [164 empty] | 40.64 x 9.65 x 19.0 | [152 empty] | Machine Vision, Life Sciences | 3D Contour Mapping, 3D Proofing and Mapping, Automotive Alignment, Food Inspection, High-End Alignment, High-Speed Industrial Inspection, Industrial Inspection, Positioning & Visualization, Semiconductor Inspection, Tire Inspection, Weld Steam Inspection |  | https://www.coherent.com/lasers/laser/machine-vision-structured-light-lasers/mini-laser |  | 2017-09-01
240 | Mini-599L | Mini Laser | Laser | CW |  | Diode | 30 | [32 empty] | Yes | Near IR | 830 | [166 empty] | 40.64 x 9.65 x 19.0 | [152 empty] | Machine Vision, Life Sciences | 3D Contour Mapping, 3D Proofing and Mapping, Automotive Alignment, Food Inspection, High-End Alignment, High-Speed Industrial Inspection, Industrial Inspection, Positioning & Visualization, Semiconductor Inspection, Tire Inspection, Weld Steam Inspection |  | https://www.coherent.com/lasers/laser/machine-vision-structured-light-lasers/mini-laser |  | 2017-09-01
241 | Mini-799L | Mini Laser | Laser | CW |  | Diode | 30 | [32 empty] | Yes | Near IR | 830 | [166 empty] | 40.64 x 9.65 x 19.0 | [152 empty] | Machine Vision, Life Sciences | 3D Contour Mapping, 3D Proofing and Mapping, Automotive Alignment, Food Inspection, High-End Alignment, High-Speed Industrial Inspection, Industrial Inspection, Positioning & Visualization, Semiconductor Inspection, Tire Inspection, Weld Steam Inspection |  | https://www.coherent.com/lasers/laser/machine-vision-structured-light-lasers/mini-laser |  | 2017-09-01
242 | Mini-501S (Custom) | Mini Laser | Laser | CW |  | Diode | [33 empty] | No | [168 empty] | 40.64 x 9.65 x 19.0 | [152 empty] | Machine Vision, Life Sciences | 3D Contour Mapping, 3D Proofing and Mapping, Automotive Alignment, Food Inspection, High-End Alignment, High-Speed Industrial Inspection, Industrial Inspection, Positioning & Visualization, Semiconductor Inspection, Tire Inspection, Weld Steam Inspection |  | https://www.coherent.com/lasers/laser/machine-vision-structured-light-lasers/mini-laser |  | 2017-09-01
243 | Mini-504G | Mini Laser | Laser | CW |  | Diode | 1,5,10 | 9 | 1 | 10 | [29 empty] | Yes | Visible | 635 | [166 empty] | 40.64 x 9.65 x 19.0 | [152 empty] | Machine Vision, Life Sciences | 3D Contour Mapping, 3D Proofing and Mapping, Automotive Alignment, Food Inspection, High-End Alignment, High-Speed Industrial Inspection, Industrial Inspection, Positioning & Visualization, Semiconductor Inspection, Tire Inspection, Weld Steam Inspection |  | https://www.coherent.com/lasers/laser/machine-vision-structured-light-lasers/mini-laser |  | 2017-09-01
244 | Mini-501H | Mini Laser | Laser | CW |  | Diode | 1,5,10,20,35 | 34 | 1 | 35 | [29 empty] | Yes | Visible | 660 | [166 empty] | 40.64 x 9.65 x 19.0 | [152 empty] | Machine Vision, Life Sciences | 3D Contour Mapping, 3D Proofing and Mapping, Automotive Alignment, Food Inspection, High-End Alignment, High-Speed Industrial Inspection, Industrial Inspection, Positioning & Visualization, Semiconductor Inspection, Tire Inspection, Weld Steam Inspection |  | https://www.coherent.com/lasers/laser/machine-vision-structured-light-lasers/mini-laser |  | 2017-09-01
245 | Mini-507X | Mini Laser | Laser | CW |  | Diode | 20,35 | 15 | 20 | 35 | [29 empty] | Yes | Visible | 690 | 785 | 95 | [164 empty] | 40.64 x 9.65 x 19.0 | [152 empty] | Machine Vision, Life Sciences | 3D Contour Mapping, 3D Proofing and Mapping, Automotive Alignment, Food Inspection, High-End Alignment, High-Speed Industrial Inspection, Industrial Inspection, Positioning & Visualization, Semiconductor Inspection, Tire Inspection, Weld Steam Inspection |  | https://www.coherent.com/lasers/laser/machine-vision-structured-light-lasers/mini-laser |  | 2017-09-01
246 | Mini-519X | Mini Laser | Laser | CW |  | Diode | 30 | [32 empty] | Yes | Near IR | 830 | [166 empty] | 40.64 x 9.65 x 19.0 | [152 empty] | Machine Vision, Life Sciences | 3D Contour Mapping, 3D Proofing and Mapping, Automotive Alignment, Food Inspection, High-End Alignment, High-Speed Industrial Inspection, Industrial Inspection, Positioning & Visualization, Semiconductor Inspection, Tire Inspection, Weld Steam Inspection |  | https://www.coherent.com/lasers/laser/machine-vision-structured-light-lasers/mini-laser |  | 2017-09-01
247 | Mini-Custom | Mini Laser | Laser | CW |  | Diode | [33 empty] | No | [168 empty] | 40.64 x 9.65 x 19.0 | [152 empty] | Machine Vision, Life Sciences | 3D Contour Mapping, 3D Proofing and Mapping, Automotive Alignment, Food Inspection, High-End Alignment, High-Speed Industrial Inspection, Industrial Inspection, Positioning & Visualization, Semiconductor Inspection, Tire Inspection, Weld Steam Inspection |  | https://www.coherent.com/lasers/laser/machine-vision-structured-light-lasers/mini-laser |  | 2017-09-01
248 | OBIS Lasers | OBIS Lasers | Laser | CW |  | Diode |  | 234 | 16 | 250 | [29 empty] | Yes | UV - Near IR | 355 | 980 | 625 | [55 empty] | <24 | <24 | <150 | <150 | [23 empty] | <4.5 |  | <2.8 | [14 empty] | <=1.3 | [33 empty] | TEM00 | [183 empty] | Life Sciences, Medical and Life Sciences, Medical, Confocal Microscopy, DNA Sequencing, Flow Cytometry, Medical Imaging and Instrumentation |  |  | https://www.coherent.com/lasers/main/cw-solid-state-lasers/obis-lasers |  | 2017-10-12
249 | OBIS LX/LS | OBIS Lasers | Laser | CW |  | Diode |  | 234 | 16 | 250 | [12 empty] | <2 | [16 empty] | Yes | Violet - Near IR | 375 | 980 | 605 | [55 empty] | 12 | 12 | 5 | 13 | [21 empty] | <=1:1.2 |  | 0.7 ± 0.1 |  | <1 | [44 empty] | <30 | <5 |  |  | TEM00 |  |  |  | CW, Analog Modulation, Digital Modulation, and Computer Control | [26 empty] | 70 x 40 x 38 |  | 0.1 | [10 empty] | 105 x 68 x 36 | 0.24 |  |  |  | 105 x 42 x 33 | 0.36 | [11 empty] | 1 |  | 0.16 |  |  |  | 13 | [33 empty] | -20 to 60 | 10 to 50 | [16 empty] | <5 | [15 empty] | 30 | [21 empty] | EN61326-1 | [7 empty] | 3b | [17 empty] | Confocal Microscopy, DNA Sequencing, Flow Cytometry, Medical Imaging and Instrumentation |  |  | https://www.coherent.com/lasers/laser/cw-solid-state-lasers/obis-lasers/obis-lasers
250 | OBIS LX/LS FP (Fiber-Pigtailed) | OBIS Lasers | Laser | CW |  | Diode |  | 105 | 15 | 120 | [12 empty] | <2 | [16 empty] | Yes | Violet - Visible | 405 | 660 | 255 | [55 empty] | 12 | 12 | <=8 | <=13 | [21 empty] | <=1:1.1 | [18 empty] | <=1.1 | [23 empty] | <=2 | Minimum 100:1 | [8 empty] | TEM00 |  |  |  | CW, Analog Modulation, Digital Modulation, and Computer Control |  |  |  |  | 1 |  |  |  | 51 |  |  | FC/APC; 8º angled | [14 empty] | 70 x 40 x 38 | 1 | 0.1 | [10 empty] | 105 x 68 x 36 | 0.23 |  |  |  | 105 x 42 x 33 | 0.36 | [11 empty] | 1 | [5 empty] | <=13 | [51 empty] | <5 | [15 empty] | 30 | [21 empty] | EN61326-1 | [7 empty] | 3b | [17 empty] | Life Sciences, Medical and Life Sciences, Medical, Confocal Microscopy, DNA Sequencing, Flow Cytometry, Medical Imaging and Instrumentation |  |  | https://www.coherent.com/lasers/laser/obis-fp-fiber-pigtailed |  | 2017-04-12
251 | OBIS 375LX | OBIS Lasers | Laser | CW |  | Diode | 16, 50 | 34 | 16 | 50 | [12 empty] | <2 | [16 empty] | Yes | Violet | 375 | [57 empty] | 12 | 12 | 5 | 13 |  |  |  | >100000:1 | <700 (10% to 90%) | 500 |  | <700 (10% to 90%) |  |  |  | >1000000:1 at 0Hz, >250:1 at 75 MHz |  | <5 (10% to 90%) | 75 | <5 (10% to 90%) | [5 empty] | <=1:1.2 |  | 0.7 ± 0.1 |  | <1 | [14 empty] | <=1.3 | [23 empty] | <0.5 | Minimum 100:1, Vertical, ±5º |  |  |  |  | <30 | <5 | <=0.05 |  | TEM00 |  |  |  | CW, Analog Modulation, Digital Modulation, and Computer Control | [26 empty] | 70 x 40 x 38 |  | 0.1 | [10 empty] | 105 x 68 x 36 | 0.24 |  |  |  | 105 x 42 x 33 | 0.36 | [11 empty] | 1 |  | 0.16 |  |  |  | 13 | [33 empty] | -20 to 60 | 10 to 50 | [16 empty] | <5 | [15 empty] | 30 | [6 empty] | n/a | <5 |  | <1 | [11 empty] | EN61326-1 | [7 empty] | 3b | [17 empty] | Life Sciences, Medical and Life Sciences, Medical, Confocal Microscopy, DNA Sequencing, Flow Cytometry, Medical Imaging and Instrumentation |  |  | https://www.coherent.com/lasers/laser/cw-solid-state-lasers/obis-lasers/obis-lasers |  | 2017-09-01
252 | OBIS 405LX | OBIS Lasers | Laser | CW |  | Diode | 50, 100, 200, 250 | 200 | 50 | 250 | [12 empty] | <2 | [16 empty] | Yes | Violet | 405 | [57 empty] | 12 | 12 | 5 | 13 |  |  |  | >100000:1 | <700 (10% to 90%) | 500 |  | <700 (10% to 90%) |  |  |  | >1000000:1 at 0Hz, >250:1 at 150 MHz |  | <2 (10% to 90%) | 150 | <2 (10% to 90%) | [5 empty] | <=1:1.2 |  | 0.8 ± 0.1 |  | <1 | [14 empty] | <=1.2/<=1.3 | [23 empty] | <0.5 | Minimum 100:1, Vertical, ±5º |  |  |  |  | <30 | <5 | <=0.05 |  | TEM00 |  |  |  | CW, Analog Modulation, Digital Modulation, and Computer Control | [26 empty] | 70 x 40 x 38 |  | 0.1 | [10 empty] | 105 x 68 x 36 | 0.24 |  |  |  | 105 x 42 x 33 | 0.36 | [11 empty] | 1 |  | 0.16 |  |  |  | 13 | [33 empty] | -20 to 60 | 10 to 50 | [16 empty] | <5 | [15 empty] | 30 | [6 empty] | n/a | <5 |  | <1 | [11 empty] | EN61326-1 | [7 empty] | 3b | [17 empty] | Life Sciences, Medical and Life Sciences, Medical, Confocal Microscopy, DNA Sequencing, Flow Cytometry, Medical Imaging and Instrumentation |  |  | https://www.coherent.com/lasers/laser/cw-solid-state-lasers/obis-lasers/obis-lasers |  | 2017-09-01
253 | OBIS 413LX | OBIS Lasers | Laser | CW |  | Diode | 100 | [15 empty] | <2 | [16 empty] | Yes | Visible | 413 | [57 empty] | 12 | 12 | 5 | 13 |  |  |  | >100000:1 | <700 (10% to 90%) | 500 |  | <700 (10% to 90%) |  |  |  | >1000000:1 at 0Hz, >250:1 at 150 MHz |  | <2 (10% to 90%) | 150 | <2 (10% to 90%) | [5 empty] | <=1:1.2 |  | 0.8 ± 0.1 |  | <1 | [14 empty] | <=1.2 | [23 empty] | <0.5 | Minimum 100:1, Vertical, ±5º |  |  |  |  | <30 | <5 | <=0.05 |  | TEM00 |  |  |  | CW, Analog Modulation, Digital Modulation, and Computer Control | [26 empty] | 70 x 40 x 38 |  | 0.1 | [10 empty] | 105 x 68 x 36 | 0.24 |  |  |  | 105 x 42 x 33 | 0.36 | [11 empty] | 1 |  | 0.16 |  |  |  | 13 | [33 empty] | -20 to 60 | 10 to 50 | [16 empty] | <5 | [15 empty] | 30 | [6 empty] | n/a | <5 |  | <1 | [11 empty] | EN61326-1 | [7 empty] | 3b | [17 empty] | Life Sciences, Medical and Life Sciences, Medical, Confocal Microscopy, DNA Sequencing, Flow Cytometry, Medical Imaging and Instrumentation |  |  | https://www.coherent.com/lasers/laser/cw-solid-state-lasers/obis-lasers/obis-lasers |  | 2017-09-01
254 | OBIS 422LX | OBIS Lasers | Laser | CW |  | Diode | 100 | [15 empty] | <2 | [16 empty] | Yes | Visible | 422 | [57 empty] | 12 | 12 | 5 | 13 |  |  |  | >100000:1 | <700 (10% to 90%) | 500 |  | <700 (10% to 90%) |  |  |  | >1000000:1 at 0Hz, >250:1 at 150 MHz |  | <2 (10% to 90%) | 150 | <2 (10% to 90%) | [5 empty] | <=1:1.2 |  | 0.9 ± 0.1 |  | <1 | [14 empty] | <=1.2 | [23 empty] | <0.5 | Minimum 100:1, Vertical, ±5º |  |  |  |  | <30 | <5 | <=0.05 |  | TEM00 |  |  |  | CW, Analog Modulation, Digital Modulation, and Computer Control | [26 empty] | 70 x 40 x 38 |  | 0.1 | [10 empty] | 105 x 68 x 36 | 0.24 |  |  |  | 105 x 42 x 33 | 0.36 | [11 empty] | 1 |  | 0.16 |  |  |  | 13 | [33 empty] | -20 to 60 | 10 to 50 | [16 empty] | <5 | [15 empty] | 30 | [6 empty] | n/a | <5 |  | <1 | [11 empty] | EN61326-1 | [7 empty] | 3b | [17 empty] | Life Sciences, Medical and Life Sciences, Medical, Confocal Microscopy, DNA Sequencing, Flow Cytometry, Medical Imaging and Instrumentation |  |  | https://www.coherent.com/lasers/laser/cw-solid-state-lasers/obis-lasers/obis-lasers |  | 2017-09-01
255 | OBIS 445LX | OBIS Lasers | Laser | CW |  | Diode | 75 | [15 empty] | <2 | [16 empty] | Yes | Visible | 445 | [57 empty] | 12 | 12 | 5 | 13 |  |  |  | >100000:1 | <700 (10% to 90%) | 500 |  | <700 (10% to 90%) |  |  |  | >1000000:1 at 0Hz, >250:1 at 150 MHz |  | <2 (10% to 90%) | 150 | <2 (10% to 90%) | [5 empty] | <=1:1.2 |  | 0.6 ± 0.1 |  | <1 | [14 empty] | <=1.2 | [23 empty] | <0.5 | Minimum 100:1, Vertical, ±5º |  |  |  |  | <30 | <5 | <=0.05 |  | TEM00 |  |  |  | CW, Analog Modulation, Digital Modulation, and Computer Control | [26 empty] | 70 x 40 x 38 |  | 0.1 | [10 empty] | 105 x 68 x 36 | 0.24 |  |  |  | 105 x 42 x 33 | 0.36 | [11 empty] | 1 |  | 0.16 |  |  |  | 13 | [33 empty] | -20 to 60 | 10 to 50 | [16 empty] | <5 | [15 empty] | 30 | [6 empty] | n/a | <5 |  | <1 | [11 empty] | EN61326-1 | [7 empty] | 3b | [17 empty] | Life Sciences, Medical and Life Sciences, Medical, Confocal Microscopy, DNA Sequencing, Flow Cytometry, Medical Imaging and Instrumentation |  |  | https://www.coherent.com/lasers/laser/cw-solid-state-lasers/obis-lasers/obis-lasers |  | 2017-09-01
256 | OBIS 458LX | OBIS Lasers | Laser | CW |  | Diode | 75 | [15 empty] | <2 | [16 empty] | Yes | Visible | 458 | [57 empty] | 12 | 12 | 5 | 13 |  |  |  | >100000:1 | <700 (10% to 90%) | 500 |  | <700 (10% to 90%) |  |  |  | >1000000:1 at 0Hz, >250:1 at 150 MHz |  | <2 (10% to 90%) | 150 | <2 (10% to 90%) | [5 empty] | <=1:1.2 |  | 0.8 ± 0.1 |  | <1.1 | [14 empty] | <=1.2 | [23 empty] | <0.5 | Minimum 100:1, Vertical, ±5º |  |  |  |  | <30 | <5 | <=0.05 |  | TEM00 |  |  |  | CW, Analog Modulation, Digital Modulation, and Computer Control | [26 empty] | 70 x 40 x 38 |  | 0.1 | [10 empty] | 105 x 68 x 36 | 0.24 |  |  |  | 105 x 42 x 33 | 0.36 | [11 empty] | 1 |  | 0.16 |  |  |  | 13 | [33 empty] | -20 to 60 | 10 to 50 | [16 empty] | <5 | [15 empty] | 30 | [6 empty] | n/a | <5 |  | <1 | [11 empty] | EN61326-1 | [7 empty] | 3b | [17 empty] | Life Sciences, Medical and Life Sciences, Medical, Confocal Microscopy, DNA Sequencing, Flow Cytometry, Medical Imaging and Instrumentation |  |  | https://www.coherent.com/lasers/laser/cw-solid-state-lasers/obis-lasers/obis-lasers |  | 2017-09-01
257 | OBIS 473LX | OBIS Lasers | Laser | CW |  | Diode | 75 | [15 empty] | <2 | [16 empty] | Yes | Visible | 473 | [57 empty] | 12 | 12 | 5 | 13 |  |  |  | >100000:1 | <700 (10% to 90%) | 500 |  | <700 (10% to 90%) |  |  |  | >1000000:1 at 0Hz, >250:1 at 150 MHz |  | <2 (10% to 90%) | 150 | <2 (10% to 90%) | [5 empty] | <=1:1.2 |  | 0.8 ± 0.1 |  | <1.1 | [14 empty] | <=1.2 | [23 empty] | <0.5 | Minimum 100:1, Vertical, ±5º |  |  |  |  | <30 | <5 | <=0.05 |  | TEM00 |  |  |  | CW, Analog Modulation, Digital Modulation, and Computer Control | [26 empty] | 70 x 40 x 38 |  | 0.1 | [10 empty] | 105 x 68 x 36 | 0.24 |  |  |  | 105 x 42 x 33 | 0.36 | [11 empty] | 1 |  | 0.16 |  |  |  | 13 | [33 empty] | -20 to 60 | 10 to 50 | [16 empty] | <5 | [15 empty] | 30 | [6 empty] | n/a | <5 |  | <1 | [11 empty] | EN61326-1 | [7 empty] | 3b | [17 empty] | Life Sciences, Medical and Life Sciences, Medical, Confocal Microscopy, DNA Sequencing, Flow Cytometry, Medical Imaging and Instrumentation |  |  | https://www.coherent.com/lasers/laser/cw-solid-state-lasers/obis-lasers/obis-lasers |  | 2017-09-01
258 | OBIS 488LX | OBIS Lasers | Laser | CW |  | Diode | 50, 150 | 100 | 50 | 150 | [12 empty] | <2 | [16 empty] | Yes | Visible | 488 | [57 empty] | 12 | 12 | 5 | 13 |  |  |  | >100000:1 | <700 (10% to 90%) | 500 |  | <700 (10% to 90%) |  |  |  | >1000000:1 at 0Hz, >250:1 at 150 MHz |  | <2.5 (10% to 90%) | 150 | <2 (10% to 90%) | [5 empty] | <=1:1.2 |  | 0.8 ± 0.1 |  | <1.1 | [14 empty] | <=1.2 | [23 empty] | <0.5 | Minimum 100:1, Vertical, ±5º |  |  |  |  | <30 | <5 | <=0.05 |  | TEM00 |  |  |  | CW, Analog Modulation, Digital Modulation, and Computer Control | [26 empty] | 70 x 40 x 38 |  | 0.1 | [10 empty] | 105 x 68 x 36 | 0.24 |  |  |  | 105 x 42 x 33 | 0.36 | [11 empty] | 1 |  | 0.16 |  |  |  | 13 | [33 empty] | -20 to 60 | 10 to 50 | [16 empty] | <5 | [15 empty] | 30 | [6 empty] | n/a | <5 |  | <1 | [11 empty] | EN61326-1 | [7 empty] | 3b | [17 empty] | Life Sciences, Medical and Life Sciences, Medical, Confocal Microscopy, DNA Sequencing, Flow Cytometry, Medical Imaging and Instrumentation |  |  | https://www.coherent.com/lasers/laser/cw-solid-state-lasers/obis-lasers/obis-lasers |  | 2017-09-01
259 | OBIS 488LS | OBIS Lasers | Laser | CW |  | Diode | 20, 60, 80, 100, 150 | 130 | 20 | 150 | [12 empty] | <2 | [16 empty] | Yes | Visible | 488 | [57 empty] | 12 | 12 | 5 | 13 |  |  |  | >50:1 | <3000 (10% to 90%) | 100 |  | <3000 (10% to 90%) |  |  |  | Infinite at 0 Hz to 50 kHz) |  | <2000 (10% to 90%) | 0.05 | <18000 (10% to 90%) | [5 empty] | <=1:1.1 |  | 0.7 ± 0.05 |  | <1.2 | [14 empty] | <=1.1 | [23 empty] | <1 | Minimum 100:1, Vertical, ±5º |  |  |  |  | <30 | <5 | <=0.25 |  | TEM00 |  |  |  | CW, Analog Modulation, Digital Modulation, and Computer Control | [26 empty] | 70 x 40 x 38 |  | 0.1 | [10 empty] | 105 x 68 x 36 | 0.24 |  |  |  | 105 x 42 x 33 | 0.36 | [11 empty] | 1 |  | 0.16 |  |  |  | 12 | [33 empty] | -20 to 60 | 15 to 40 | [16 empty] | <5 | [15 empty] | 30 | [6 empty] | ±200 | <2.5 |  | <0.5 | [11 empty] | EN61326-1 | [7 empty] | 3b | [17 empty] | Life Sciences, Medical and Life Sciences, Medical, Confocal Microscopy, DNA Sequencing, Flow Cytometry, Medical Imaging and Instrumentation |  |  | https://www.coherent.com/lasers/laser/cw-solid-state-lasers/obis-lasers/obis-lasers |  | 2017-09-01
260 | OBIS 505LX | OBIS Lasers | Laser | CW |  | Diode | 50 | [15 empty] | <2 | [16 empty] | Yes | Visible | 505 | [57 empty] | 12 | 12 | 5 | 13 |  |  |  | >100000:1 | <700 (10% to 90%) | 500 |  | <700 (10% to 90%) |  |  |  | >1000000:1 at 0Hz, >250:1 at 150 MHz |  | <2.5 (10% to 90%) | 150 | <2 (10% to 90%) | [5 empty] | <=1:1.2 |  | 0.7 ± 0.1 |  | <1.2 | [14 empty] | <=1.2 | [23 empty] | <0.5 | Minimum 100:1, Vertical, ±5º |  |  |  |  | <30 | <5 | <=0.05 |  | TEM00 |  |  |  | CW, Analog Modulation, Digital Modulation, and Computer Control | [26 empty] | 70 x 40 x 38 |  | 0.1 | [10 empty] | 105 x 68 x 36 | 0.24 |  |  |  | 105 x 42 x 33 | 0.36 | [11 empty] | 1 |  | 0.16 |  |  |  | 13 | [33 empty] | -20 to 60 | 10 to 50 | [16 empty] | <5 | [15 empty] | 30 | [6 empty] | n/a | <5 |  | <1 | [11 empty] | EN61326-1 | [7 empty] | 3b | [17 empty] | Life Sciences, Medical and Life Sciences, Medical, Confocal Microscopy, DNA Sequencing, Flow Cytometry, Medical Imaging and Instrumentation |  |  | https://www.coherent.com/lasers/laser/cw-solid-state-lasers/obis-lasers/obis-lasers |  | 2017-09-01
261 | OBIS 505LS | OBIS Lasers | Laser | CW |  | Diode | 30, 100 | 70 | 30 | 100 | [12 empty] | <2 | [16 empty] | Yes | Visible | 505 | [57 empty] | 12 | 12 | 5 | 12 |  |  |  | >50:1 | <3000 (10% to 90%) | 100 |  | <3000 (10% to 90%) |  |  |  | Infinite at 0 Hz to 50 kHz) |  | <2000 (10% to 90%) | 0.05 | <18000 (10% to 90%) | [5 empty] | <=1:1.1 |  | 0.7 ± 0.05 |  | <1.2 | [14 empty] | <=1.1 | [23 empty] | <1 | Minimum 100:1, Vertical, ±5º |  |  |  |  | <30 | <5 | <=0.25 |  | TEM00 |  |  |  | CW, Analog Modulation, Digital Modulation, and Computer Control | [26 empty] | 70 x 40 x 38 |  | 0.1 | [10 empty] | 105 x 68 x 36 | 0.24 |  |  |  | 105 x 42 x 33 | 0.36 | [11 empty] | 1 |  | 0.16 |  |  |  | 12 | [33 empty] | -20 to 60 | 10 to 50 | [16 empty] | <5 | [15 empty] | 30 | [6 empty] | ±200 | <2.5 |  | <0.5 | [11 empty] | EN61326-1 | [7 empty] | 3b | [17 empty] | Life Sciences, Medical and Life Sciences, Medical, Confocal Microscopy, DNA Sequencing, Flow Cytometry, Medical Imaging and Instrumentation |  |  | https://www.coherent.com/lasers/laser/cw-solid-state-lasers/obis-lasers/obis-lasers |  | 2017-09-01
262 | OBIS 514LX | OBIS Lasers | Laser | CW |  | Diode | 40 | [15 empty] | <2 | [16 empty] | Yes | Visible | 514 | [57 empty] | 12 | 12 | 5 | 13 |  |  |  | >100000:1 | <700 (10% to 90%) | 500 |  | <700 (10% to 90%) |  |  |  | >1000000:1 at 0Hz, >250:1 at 100 MHz |  | <2 (10% to 90%) | 100 | <3.5 (10% to 90%) | [5 empty] | <=1:1.2 |  | 0.6 ± 0.1 |  | <1.1 | [14 empty] | <=1.2 | [23 empty] | <1 | Minimum 100:1, Vertical, ±5º |  |  |  |  | <30 | <5 | <=0.05 |  | TEM00 |  |  |  | CW, Analog Modulation, Digital Modulation, and Computer Control | [26 empty] | 70 x 40 x 38 |  | 0.1 | [10 empty] | 105 x 68 x 36 | 0.24 |  |  |  | 105 x 42 x 33 | 0.36 | [11 empty] | 1 |  | 0.16 |  |  |  | 13 | [33 empty] | -20 to 60 | 10 to 50 | [16 empty] | <5 | [15 empty] | 30 | [6 empty] | n/a | <5 |  | <1 | [11 empty] | EN61326-1 | [7 empty] | 3b | [17 empty] | Life Sciences, Medical and Life Sciences, Medical, Confocal Microscopy, DNA Sequencing, Flow Cytometry, Medical Imaging and Instrumentation |  |  | https://www.coherent.com/lasers/laser/cw-solid-state-lasers/obis-lasers/obis-lasers |  | 2017-09-01
263 | OBIS 514LS | OBIS Lasers | Laser | CW |  | Diode | 20, 100, 150 | 130 | 20 | 150 | [12 empty] | <2 | [16 empty] | Yes | Visible | 514 | [57 empty] | 12 | 12 | 5 | 12 |  |  |  | >50:1 | <3000 (10% to 90%) | 100 |  | <3000 (10% to 90%) |  |  |  | Infinite at 0 Hz to 50 kHz) |  | <2000 (10% to 90%) | 0.05 | <18000 (10% to 90%) | [5 empty] | <=1:1.1 |  | 0.7 ± 0.05 |  | <1.2 | [14 empty] | <=1.1 | [23 empty] | <1 | Minimum 100:1, Vertical, ±5º |  |  |  |  | <30 | <5 | <=0.25 |  | TEM00 |  |  |  | CW, Analog Modulation, Digital Modulation, and Computer Control | [26 empty] | 70 x 40 x 38 |  | 0.1 | [10 empty] | 105 x 68 x 36 | 0.24 |  |  |  | 105 x 42 x 33 | 0.36 | [11 empty] | 1 |  | 0.16 |  |  |  | 12 | [33 empty] | -20 to 60 | 10 to 50 | [16 empty] | <5 | [15 empty] | 30 | [6 empty] | ±200 | <2.5 |  | <0.5 | [11 empty] | EN61326-1 | [7 empty] | 3b | [17 empty] | Life Sciences, Medical and Life Sciences, Medical, Confocal Microscopy, DNA Sequencing, Flow Cytometry, Medical Imaging and Instrumentation |  |  | https://www.coherent.com/lasers/laser/cw-solid-state-lasers/obis-lasers/obis-lasers |  | 2017-09-01
264 | OBIS 520LX | OBIS Lasers | Laser | CW |  | Diode | 40 | [15 empty] | <2 | [16 empty] | Yes | Visible | 520 | [57 empty] | 12 | 12 | 5 | 13 |  |  |  | >100000:1 | <700 (10% to 90%) | 500 |  | <700 (10% to 90%) |  |  |  | >1000000:1 at 0Hz, >250:1 at 100 MHz |  | <2 (10% to 90%) | 100 | <2 (10% to 90%) | [5 empty] | <=1:1.2 |  | 0.6 ± 0.1 |  | <1.1 | [14 empty] | <=1.2 | [23 empty] | <1 | Minimum 100:1, Vertical, ±5º |  |  |  |  | <30 | <5 | <=0.05 |  | TEM00 |  |  |  | CW, Analog Modulation, Digital Modulation, and Computer Control | [26 empty] | 70 x 40 x 38 |  | 0.1 | [10 empty] | 105 x 68 x 36 | 0.24 |  |  |  | 105 x 42 x 33 | 0.36 | [11 empty] | 1 |  | 0.16 |  |  |  | 13 | [33 empty] | -20 to 60 | 10 to 50 | [16 empty] | <5 | [15 empty] | 30 | [6 empty] | n/a | <5 |  | <1 | [11 empty] | EN61326-1 | [7 empty] | 3b | [17 empty] | Life Sciences, Medical and Life Sciences, Medical, Confocal Microscopy, DNA Sequencing, Flow Cytometry, Medical Imaging and Instrumentation |  |  | https://www.coherent.com/lasers/laser/cw-solid-state-lasers/obis-lasers/obis-lasers |  | 2017-09-01
265 | OBIS 532LS | OBIS Lasers | Laser | CW |  | Diode | 20, 50, 80, 100, 150 | 130 | 20 | 150 | [12 empty] | <2 | [16 empty] | Yes | Visible | 532 | [57 empty] | 12 | 12 | 5 | 12 |  |  |  | >50:1 | <3000 (10% to 90%) | 100 |  | <3000 (10% to 90%) |  |  |  | Infinite at 0 Hz to 50 kHz) |  | <2000 (10% to 90%) | 0.05 | <18000 (10% to 90%) | [5 empty] | <=1:1.1 |  | 0.7 ± 0.05 |  | <1.2 | [14 empty] | <=1.1 | [23 empty] | <1 | Minimum 100:1, Vertical, ±5º |  |  |  |  | <30 | <5 | <=0.25 |  | TEM00 |  |  |  | CW, Analog Modulation, Digital Modulation, and Computer Control | [26 empty] | 70 x 40 x 38 |  | 0.1 | [10 empty] | 105 x 68 x 36 | 0.24 |  |  |  | 105 x 42 x 33 | 0.36 | [11 empty] | 1 |  | 0.16 |  |  |  | 12 | [33 empty] | -20 to 60 | 15 to 40 | [16 empty] | <5 | [15 empty] | 30 | [6 empty] | ±200 | <2.5 |  | <0.5 | [11 empty] | EN61326-1 | [7 empty] | 3b | [17 empty] | Life Sciences, Medical and Life Sciences, Medical, Confocal Microscopy, DNA Sequencing, Flow Cytometry, Medical Imaging and Instrumentation |  |  | https://www.coherent.com/lasers/laser/cw-solid-state-lasers/obis-lasers/obis-lasers |  | 2017-09-01
266 | OBIS 552LS | OBIS Lasers | Laser | CW |  | Diode | 20, 60, 80, 100, 150 | 130 | 20 | 150 | [12 empty] | <2 | [16 empty] | Yes | Visible | 552 | [57 empty] | 12 | 12 | 8 | 12 |  |  |  | >50:1 | <3000 (10% to 90%) | 100 |  | <3000 (10% to 90%) |  |  |  | Infinite at 0 Hz to 50 kHz) |  | <2000 (10% to 90%) | 0.05 | <18000 (10% to 90%) | [5 empty] | <=1:1.1 |  | 0.7 ± 0.05 |  | <1.2 | [14 empty] | <=1.1 | [23 empty] | <1 | Minimum 100:1, Vertical, ±5º |  |  |  |  | <30 | <5 | <=0.25 |  | TEM00 |  |  |  | CW, Analog Modulation, Digital Modulation, and Computer Control | [26 empty] | 70 x 40 x 38 |  | 0.1 | [10 empty] | 105 x 68 x 36 | 0.24 |  |  |  | 105 x 42 x 33 | 0.36 | [11 empty] | 1 |  | 0.16 |  |  |  | 12 | [33 empty] | -20 to 60 | 15 to 40 | [16 empty] | <5 | [15 empty] | 30 | [6 empty] | ±200 | <2.5 |  | <0.5 | [11 empty] | EN61326-1 | [7 empty] | 3b | [17 empty] | Life Sciences, Medical and Life Sciences, Medical, Confocal Microscopy, DNA Sequencing, Flow Cytometry, Medical Imaging and Instrumentation |  |  | https://www.coherent.com/lasers/laser/cw-solid-state-lasers/obis-lasers/obis-lasers |  | 2017-09-01
267 | OBIS 561LS | OBIS Lasers | Laser | CW |  | Diode | 20, 50, 80, 100, 150 | 130 | 20 | 150 | [12 empty] | <2 | [16 empty] | Yes | Visible | 561 | [57 empty] | 12 | 12 | 8 | 12 |  |  |  | >50:1 | <3000 (10% to 90%) | 100 |  | <3000 (10% to 90%) |  |  |  | Infinite at 0 Hz to 50 kHz) |  | <2000 (10% to 90%) | 0.05 | <18000 (10% to 90%) | [5 empty] | <=1:1.1 |  | 0.7 ± 0.05 |  | <1.2 | [14 empty] | <=1.1 | [23 empty] | <1 | Minimum 100:1, Vertical, ±5º |  |  |  |  | <30 | <5 | <=0.25 |  | TEM00 |  |  |  | CW, Analog Modulation, Digital Modulation, and Computer Control | [26 empty] | 70 x 40 x 38 |  | 0.1 | [10 empty] | 105 x 68 x 36 | 0.24 |  |  |  | 105 x 42 x 33 | 0.36 | [11 empty] | 1 |  | 0.16 |  |  |  | 12 | [33 empty] | -20 to 60 | 15 to 40 | [16 empty] | <5 | [15 empty] | 30 | [6 empty] | ±200 | <2.5 |  | <0.5 | [11 empty] | EN61326-1 | [7 empty] | 3b | [17 empty] | Life Sciences, Medical and Life Sciences, Medical, Confocal Microscopy, DNA Sequencing, Flow Cytometry, Medical Imaging and Instrumentation |  |  | https://www.coherent.com/lasers/laser/cw-solid-state-lasers/obis-lasers/obis-lasers |  | 2017-09-01
268 | OBIS 594LS | OBIS Lasers | Laser | CW |  | Diode | 20, 60, 100 | 80 | 20 | 100 | [12 empty] | <2 | [16 empty] | Yes | Visible | 594 | [57 empty] | 12 | 12 | 8 | 12 |  |  |  | >50:1 | <3000 (10% to 90%) | 100 |  | <3000 (10% to 90%) |  |  |  | Infinite at 0 Hz to 50 kHz) |  | <2000 (10% to 90%) | 0.05 | <18000 (10% to 90%) | [5 empty] | <=1:1.1 |  | 0.7 ± 0.05 |  | <1.3 | [14 empty] | <=1.1 | [23 empty] | <1 | Minimum 100:1, Vertical, ±5º |  |  |  |  | <30 | <5 | <=0.25 |  | TEM00 |  |  |  | CW, Analog Modulation, Digital Modulation, and Computer Control | [26 empty] | 70 x 40 x 38 |  | 0.1 | [10 empty] | 105 x 68 x 36 | 0.24 |  |  |  | 105 x 42 x 33 | 0.36 | [11 empty] | 1 |  | 0.16 |  |  |  | 12 | [33 empty] | -20 to 60 | 15 to 40 | [16 empty] | <5 | [15 empty] | 30 | [6 empty] | ±200 | <2.5 |  | <0.5 | [11 empty] | EN61326-1 | [7 empty] | 3b | [17 empty] | Life Sciences, Medical and Life Sciences, Medical, Confocal Microscopy, DNA Sequencing, Flow Cytometry, Medical Imaging and Instrumentation |  |  | https://www.coherent.com/lasers/laser/cw-solid-state-lasers/obis-lasers/obis-lasers |  | 2017-09-01
269 | OBIS 637LX | OBIS Lasers | Laser | CW |  | Diode | 140 | [15 empty] | <2 | [16 empty] | Yes | Visible | 637 | [57 empty] | 12 | 12 | 5 | 13 |  |  |  | >100000:1 | <800 (10% to 90%) | 300 |  | <1200 (10% to 90%) |  |  |  | >1000000:1 at 0Hz, >250:1 at 150 MHz |  | <2 (10% to 90%) | 150 | <2 (10% to 90%) | [5 empty] | <=1:1.2 |  | 0.7 ± 0.1 |  | <1.3 | [14 empty] | <=1.2 | [23 empty] | <0.5 | Minimum 100:1, Vertical, ±5º |  |  |  |  | <30 | <5 | <=0.05 |  | TEM00 |  |  |  | CW, Analog Modulation, Digital Modulation, and Computer Control | [26 empty] | 70 x 40 x 38 |  | 0.1 | [10 empty] | 105 x 68 x 36 | 0.24 |  |  |  | 105 x 42 x 33 | 0.36 | [11 empty] | 1 |  | 0.16 |  |  |  | 13 | [33 empty] | -20 to 60 | 10 to 50 | [16 empty] | <5 | [15 empty] | 30 | [6 empty] | n/a | <5 |  | <1 | [11 empty] | EN61326-1 | [7 empty] | 3b | [17 empty] | Life Sciences, Medical and Life Sciences, Medical, Confocal Microscopy, DNA Sequencing, Flow Cytometry, Medical Imaging and Instrumentation |  |  | https://www.coherent.com/lasers/laser/cw-solid-state-lasers/obis-lasers/obis-lasers |  | 2017-09-01
270 | OBIS 640LX | OBIS Lasers | Laser | CW |  | Diode | 40, 100 | 60 | 40 | 100 | [12 empty] | <2 | [16 empty] | Yes | Visible | 640 | [57 empty] | 12 | 12 | 5 | 13 |  |  |  | >100000:1 | <700 (10% to 90%) | 500 |  | <700 (10% to 90%) |  |  |  | >1000000:1 at 0Hz, >250:1 at 150 MHz |  | <2 (10% to 90%) | 150 | <2 (10% to 90%) | [5 empty] | <=1:1.2 |  | 0.8 ± 0.1 |  | <!.3 | [14 empty] | <=1.2 | [23 empty] | <0.5 | Minimum 100:1, Vertical, ±5º |  |  |  |  | <30 | <5 | <=0.05 |  | TEM00 |  |  |  | CW, Analog Modulation, Digital Modulation, and Computer Control | [26 empty] | 70 x 40 x 38 |  | 0.1 | [10 empty] | 105 x 68 x 36 | 0.24 |  |  |  | 105 x 42 x 33 | 0.36 | [11 empty] | 1 |  | 0.16 |  |  |  | 13 | [33 empty] | -20 to 60 | 10 to 50 | [16 empty] | <5 | [15 empty] | 30 | [6 empty] | n/a | <5 |  | <1 | [11 empty] | EN61326-1 | [7 empty] | 3b | [17 empty] | Life Sciences, Medical and Life Sciences, Medical, Confocal Microscopy, DNA Sequencing, Flow Cytometry, Medical Imaging and Instrumentation |  |  | https://www.coherent.com/lasers/laser/cw-solid-state-lasers/obis-lasers/obis-lasers |  | 2017-09-01
271 | OBIS 647LX | OBIS Lasers | Laser | CW |  | Diode | 120 | [15 empty] | <2 | [16 empty] | Yes | Visible | 647 | [57 empty] | 12 | 12 | 5 | 13 |  |  |  | >100000:1 | <700 (10% to 90%) | 500 |  | <700 (10% to 90%) |  |  |  | >1000000:1 at 0Hz, >250:1 at 150 MHz |  | <2 (10% to 90%) | 150 | <2 (10% to 90%) | [5 empty] | <=1:1.2 |  | 0.8 ± 0.1 |  | <1.3 | [14 empty] | <=1.2 | [23 empty] | <0.5 | Minimum 100:1, Vertical, ±5º |  |  |  |  | <30 | <5 | <=0.05 |  | TEM00 |  |  |  | CW, Analog Modulation, Digital Modulation, and Computer Control | [26 empty] | 70 x 40 x 38 |  | 0.1 | [10 empty] | 105 x 68 x 36 | 0.24 |  |  |  | 105 x 42 x 33 | 0.36 | [11 empty] | 1 |  | 0.16 |  |  |  | 13 | [33 empty] | -20 to 60 | 10 to 50 | [16 empty] | <5 | [15 empty] | 30 | [6 empty] | n/a | <5 |  | <1 | [11 empty] | EN61326-1 | [7 empty] | 3b | [17 empty] | Life Sciences, Medical and Life Sciences, Medical, Confocal Microscopy, DNA Sequencing, Flow Cytometry, Medical Imaging and Instrumentation |  |  | https://www.coherent.com/lasers/laser/cw-solid-state-lasers/obis-lasers/obis-lasers |  | 2017-09-01
272 | OBIS 660LX | OBIS Lasers | Laser | CW |  | Diode | 100 | [15 empty] | <2 | [16 empty] | Yes | Visible | 660 | [57 empty] | 12 | 12 | 5 | 13 |  |  |  | >100000:1 | <700 (10% to 90%) | 500 |  | <700 (10% to 90%) |  |  |  | >1000000:1 at 0Hz, >250:1 at 150 MHz |  | <2 (10% to 90%) | 150 | <2 (10% to 90%) | [5 empty] | <=1:1.2 |  | 0.9 ± 0.1 |  | <1.3 | [14 empty] | <=1.2 | [23 empty] | <0.5 | Minimum 100:1, Vertical, ±5º |  |  |  |  | <30 | <5 | <=0.05 |  | TEM00 |  |  |  | CW, Analog Modulation, Digital Modulation, and Computer Control | [26 empty] | 70 x 40 x 38 |  | 0.1 | [10 empty] | 105 x 68 x 36 | 0.24 |  |  |  | 105 x 42 x 33 | 0.36 | [11 empty] | 1 |  | 0.16 |  |  |  | 13 | [33 empty] | -20 to 60 | 10 to 50 | [16 empty] | <5 | [15 empty] | 30 | [6 empty] | n/a | <5 |  | <1 | [11 empty] | EN61326-1 | [7 empty] | 3b | [17 empty] | Life Sciences, Medical and Life Sciences, Medical, Confocal Microscopy, DNA Sequencing, Flow Cytometry, Medical Imaging and Instrumentation |  |  | https://www.coherent.com/lasers/laser/cw-solid-state-lasers/obis-lasers/obis-lasers |  | 2017-09-01
273 | OBIS 685LX | OBIS Lasers | Laser | CW |  | Diode | 40 | [15 empty] | <2 | [16 empty] | Yes | Visible | 685 | [57 empty] | 12 | 12 | 5 | 13 |  |  |  | >100000:1 | <700 (10% to 90%) | 500 |  | <700 (10% to 90%) |  |  |  | >1000000:1 at 0Hz, >250:1 at 150 MHz |  | <2 (10% to 90%) | 150 | <2 (10% to 90%) | [5 empty] | <=1:1.2 |  | 0.8 ± 0.1 |  | <1.3 | [14 empty] | <=1.2 | [23 empty] | <0.5 | Minimum 100:1, Vertical, ±5º |  |  |  |  | <30 | <5 | <=0.05 |  | TEM00 |  |  |  | CW, Analog Modulation, Digital Modulation, and Computer Control | [26 empty] | 70 x 40 x 38 |  | 0.1 | [10 empty] | 105 x 68 x 36 | 0.24 |  |  |  | 105 x 42 x 33 | 0.36 | [11 empty] | 1 |  | 0.16 |  |  |  | 13 | [33 empty] | -20 to 60 | 10 to 50 | [16 empty] | <5 | [15 empty] | 30 | [6 empty] | n/a | <5 |  | <1 | [11 empty] | EN61326-1 | [7 empty] | 3b | [17 empty] | Life Sciences, Medical and Life Sciences, Medical, Confocal Microscopy, DNA Sequencing, Flow Cytometry, Medical Imaging and Instrumentation |  |  | https://www.coherent.com/lasers/laser/cw-solid-state-lasers/obis-lasers/obis-lasers |  | 2017-09-01
274 | OBIS 730LX | OBIS Lasers | Laser | CW |  | Diode | 30 | [15 empty] | <2 | [16 empty] | Yes | Near IR | 730 | [57 empty] | 12 | 12 | 5 | 13 |  |  |  | >100000:1 | <700 (10% to 90%) | 500 |  | <700 (10% to 90%) |  |  |  | >1000000:1 at 0Hz, >250:1 at 150 MHz |  | <2 (10% to 90%) | 150 | <2 (10% to 90%) | [5 empty] | <=1:1.2 |  | 0.8 ± 0.1 |  | <1.3 | [14 empty] | <=1.2 | [23 empty] | <0.5 | Minimum 100:1, Vertical, ±5º |  |  |  |  | <30 | <5 | <=0.05 |  | TEM00 |  |  |  | CW, Analog Modulation, Digital Modulation, and Computer Control | [26 empty] | 70 x 40 x 38 |  | 0.1 | [10 empty] | 105 x 68 x 36 | 0.24 |  |  |  | 105 x 42 x 33 | 0.36 | [11 empty] | 1 |  | 0.16 |  |  |  | 13 | [33 empty] | -20 to 60 | 10 to 50 | [16 empty] | <5 | [15 empty] | 30 | [6 empty] | n/a | <5 |  | <1 | [11 empty] | EN61326-1 | [7 empty] | 3b | [17 empty] | Life Sciences, Medical and Life Sciences, Medical, Confocal Microscopy, DNA Sequencing, Flow Cytometry, Medical Imaging and Instrumentation |  |  | https://www.coherent.com/lasers/laser/cw-solid-state-lasers/obis-lasers/obis-lasers |  | 2017-09-01
275 | OBIS 752LX | OBIS Lasers | Laser | CW |  | Diode | 150 | [15 empty] | <2 | [16 empty] | Yes | Near IR | 752 | [57 empty] | 12 | 12 | 5 | 13 |  |  |  | >100000:1 | <700 (10% to 90%) | 500 |  | <700 (10% to 90%) |  |  |  | >1000000:1 at 0Hz, >250:1 at 150 MHz |  | <2 (10% to 90%) | 150 | <2 (10% to 90%) | [5 empty] | <=1:1.2 |  | 0.7 ± 0.1 |  | <1.7 | [14 empty] | <=1.2 | [23 empty] | <0.5 | Minimum 100:1, Vertical, ±5º |  |  |  |  | <30 | <5 | <=0.05 |  | TEM00 |  |  |  | CW, Analog Modulation, Digital Modulation, and Computer Control | [26 empty] | 70 x 40 x 38 |  | 0.1 | [10 empty] | 105 x 68 x 36 | 0.24 |  |  |  | 105 x 42 x 33 | 0.36 | [11 empty] | 1 |  | 0.16 |  |  |  | 13 | [33 empty] | -20 to 60 | 10 to 50 | [16 empty] | <5 | [15 empty] | 30 | [6 empty] | n/a | <5 |  | <1 | [11 empty] | EN61326-1 | [7 empty] | 3b | [17 empty] | Life Sciences, Medical and Life Sciences, Medical, Confocal Microscopy, DNA Sequencing, Flow Cytometry, Medical Imaging and Instrumentation |  |  | https://www.coherent.com/lasers/laser/cw-solid-state-lasers/obis-lasers/obis-lasers |  | 2017-09-01
276 | OBIS 785LX | OBIS Lasers | Laser | CW |  | Diode | 100 | [15 empty] | <2 | [16 empty] | Yes | Near IR | 785 | [57 empty] | 12 | 12 | 5 | 13 |  |  |  | >1000000:1 | <700 (10% to 90%) | 500 |  | <700 (10% to 90%) |  |  |  | >1,000,000:1 at 0 Hz, >250:1 at 150 MHz |  | <2 (10% to 90%) | 150 | <2 (10% to 90%) | [5 empty] | <=1:1.2 |  | 0.7 ± 0.1 |  | <1.7 | [14 empty] | <=1.2 | [23 empty] | <0.5 | Minimum 100:1, Vertical, ±5º |  |  |  |  | <30 | <5 | <=0.05 |  | TEM00 |  |  |  | CW, Analog Modulation, Digital Modulation, and Computer Control | [26 empty] | 70 x 40 x 38 |  | 0.1 | [10 empty] | 105 x 68 x 36 | 0.24 |  |  |  | 105 x 42 x 33 | 0.36 | [11 empty] | 1 |  | 0.16 |  |  |  | 13 | [33 empty] | -20 to 60 | 10 to 50 | [16 empty] | <5 | [15 empty] | 30 | [6 empty] | n/a | <5 |  | <1 | [11 empty] | EN61326-1 | [7 empty] | 3b | [17 empty] | Life Sciences, Medical and Life Sciences, Medical, Confocal Microscopy, DNA Sequencing, Flow Cytometry, Medical Imaging and Instrumentation |  |  | https://www.coherent.com/lasers/laser/cw-solid-state-lasers/obis-lasers/obis-lasers |  | 2017-09-01
277 | OBIS 808LX | OBIS Lasers | Laser | CW |  | Diode | 50 | [15 empty] | <2 | [16 empty] | Yes | Near IR | 808 | [57 empty] | 12 | 12 | 5 | 13 |  |  |  | >1000000:1 | <700 (10% to 90%) | 500 |  | <700 (10% to 90%) |  |  |  | >1,000,000:1 at 0 Hz, >250:1 at 150 MHz |  | <2 (10% to 90%) | 150 | <2 (10% to 90%) | [5 empty] | <=1:1.3 |  | 0.6 ± 0.1 |  | <2.5 | [14 empty] | <=1.2 | [23 empty] | <0.5 | Minimum 100:1, Vertical, ±5º |  |  |  |  | <30 | <5 | <=0.05 |  | TEM00 |  |  |  | CW, Analog Modulation, Digital Modulation, and Computer Control | [26 empty] | 70 x 40 x 38 |  | 0.1 | [10 empty] | 105 x 68 x 36 | 0.24 |  |  |  | 105 x 42 x 33 | 0.36 | [11 empty] | 1 |  | 0.16 |  |  |  | 13 | [33 empty] | -20 to 60 | 10 to 50 | [16 empty] | <5 | [15 empty] | 30 | [6 empty] | n/a | <5 |  | <1 | [11 empty] | EN61326-1 | [7 empty] | 3b | [17 empty] | Life Sciences, Medical and Life Sciences, Medical, Confocal Microscopy, DNA Sequencing, Flow Cytometry, Medical Imaging and Instrumentation |  |  | https://www.coherent.com/lasers/laser/cw-solid-state-lasers/obis-lasers/obis-lasers |  | 2017-09-01
278 | OBIS 980LX | OBIS Lasers | Laser | CW |  | Diode | 100, 150 | 50 | 100 | 150 | [12 empty] | <2 | [16 empty] | Yes | Near IR | 980 | [57 empty] | 12 | 12 | 5 | 13 |  |  |  | >1000000:1 | <700 (10% to 90%) | 500 |  | <700 (10% to 90%) |  |  |  | >1,000,000:1 at 0 Hz, >250:1 at 150 MHz |  | <2 (10% to 90%) | 150 | <2 (10% to 90%) | [5 empty] | <=1:1.3 |  | 0.7 ± 0.1 |  | <2.8 | [14 empty] | <=1.3 | [23 empty] | <0.5 | Minimum 25:1, Vertical, ±5º |  |  |  |  | <30 | <5 | <=0.05 |  | TEM00 |  |  |  | CW, Analog Modulation, Digital Modulation, and Computer Control | [26 empty] | 70 x 40 x 38 |  | 0.1 | [10 empty] | 105 x 68 x 36 | 0.24 |  |  |  | 105 x 42 x 33 | 0.36 | [11 empty] | 1 |  | 0.16 |  |  |  | 13 | [33 empty] | -20 to 60 | 10 to 50 | [16 empty] | <5 | [15 empty] | 30 | [6 empty] | n/a | <5 |  | <1 | [11 empty] | EN61326-1 | [7 empty] | 3b | [17 empty] | Life Sciences, Medical and Life Sciences, Medical, Confocal Microscopy, DNA Sequencing, Flow Cytometry, Medical Imaging and Instrumentation |  |  | https://www.coherent.com/lasers/laser/cw-solid-state-lasers/obis-lasers/obis-lasers |  | 2017-09-01
279 | OBIS FP 405LX | OBIS Lasers | Laser | CW |  | Diode | 50, 100 | 50 | 50 | 100 | [11 empty] | <=5/1000 | <2 | [16 empty] | Yes | Violet | 405 | [57 empty] | 12 | 12 | 5 | 13 |  |  |  | >1000000:1 | <700 (10% to 90%) | 500 |  | <700 (10% to 90%) |  |  |  | >1,000,000:1 at 0 Hz, >250:1 at 150 MHz |  | <2 (10% to 90%) | 150 | <2 (10% to 90%) | [5 empty] | <=1:1.1 | [18 empty] | <=1.1 | [23 empty] | <=2 | Minimum 100:1 | [6 empty] | <=0.2 |  | TEM00 |  |  |  | CW, Analog Modulation, Digital Modulation, and Computer Control |  |  |  |  | 1 | 3 mm Mono-Coil | 3.5 |  | 51 | 0.05 |  | FC/APC; 8º angled | [14 empty] | 70 x 40 x 38 | 1 | 0.1 | [10 empty] | 105 x 68 x 36 | 0.23 |  |  |  | 105 x 42 x 33 | 0.36 | [11 empty] | 1 |  | 0.23 |  |  |  | 13 | [51 empty] | <5 | [15 empty] | 30 | [21 empty] | EN61326-1 | [7 empty] | 3b | [17 empty] | Life Sciences, Medical and Life Sciences, Medical, Confocal Microscopy, DNA Sequencing, Flow Cytometry, Medical Imaging and Instrumentation |  |  | https://www.coherent.com/lasers/laser/obis-fp-fiber-pigtailed |  | 2017-04-12
280 | OBIS FP 413LX | OBIS Lasers | Laser | CW |  | Diode | 50 | [14 empty] | <=5/1000 | <2 | [16 empty] | Yes | Visible | 413 | [57 empty] | 12 | 12 | 5 | 13 |  |  |  | >1000000:1 | <700 (10% to 90%) | 500 |  | <700 (10% to 90%) |  |  |  | >1,000,000:1 at 0 Hz, >250:1 at 150 MHz |  | <2 (10% to 90%) | 150 | <2 (10% to 90%) | [5 empty] | <=1:1.1 | [18 empty] | <=1.1 | [23 empty] | <=2 | Minimum 100:1 | [6 empty] | <=0.2 |  | TEM00 |  |  |  | CW, Analog Modulation, Digital Modulation, and Computer Control |  |  |  |  | 1 | 3 mm Mono-Coil | 3.5 |  | 51 | 0.05 |  | FC/APC; 8º angled | [14 empty] | 70 x 40 x 38 | 1 | 0.1 | [10 empty] | 105 x 68 x 36 | 0.23 |  |  |  | 105 x 42 x 33 | 0.36 | [11 empty] | 1 |  | 0.23 |  |  |  | 13 | [51 empty] | <5 | [15 empty] | 30 | [21 empty] | EN61326-1 | [7 empty] | 3b | [17 empty] | Life Sciences, Medical and Life Sciences, Medical, Confocal Microscopy, DNA Sequencing, Flow Cytometry, Medical Imaging and Instrumentation |  |  | https://www.coherent.com/lasers/laser/obis-fp-fiber-pigtailed |  | 2017-04-12
281 | OBIS FP 445LX | OBIS Lasers | Laser | CW |  | Diode | 45 | [14 empty] | <=5/1000 | <2 | [16 empty] | Yes | Visible | 445 | [57 empty] | 12 | 12 | 5 | 13 |  |  |  | >1000000:1 | <700 (10% to 90%) | 500 |  | <700 (10% to 90%) |  |  |  | >1,000,000:1 at 0 Hz, >250:1 at 150 MHz |  | <2 (10% to 90%) | 150 | <2 (10% to 90%) | [5 empty] | <=1:1.1 | [18 empty] | <=1.1 | [23 empty] | <=2 | Minimum 100:1 | [6 empty] | <=0.2 |  | TEM00 |  |  |  | CW, Analog Modulation, Digital Modulation, and Computer Control |  |  |  |  | 1 | 3 mm Mono-Coil | 3.5 |  | 51 | 0.05 |  | FC/APC; 8º angled | [14 empty] | 70 x 40 x 38 | 1 | 0.1 | [10 empty] | 105 x 68 x 36 | 0.23 |  |  |  | 105 x 42 x 33 | 0.36 | [11 empty] | 1 |  | 0.23 |  |  |  | 13 | [51 empty] | <5 | [15 empty] | 30 | [21 empty] | EN61326-1 | [7 empty] | 3b | [17 empty] | Life Sciences, Medical and Life Sciences, Medical, Confocal Microscopy, DNA Sequencing, Flow Cytometry, Medical Imaging and Instrumentation |  |  | https://www.coherent.com/lasers/laser/obis-fp-fiber-pigtailed |  | 2017-04-12
282 | OBIS FP 473LX | OBIS Lasers | Laser | CW |  | Diode | 50 | [14 empty] | <=4/1000 | <2 | [16 empty] | Yes | Visible | 473 | [57 empty] | 12 | 12 | 5 | 13 |  |  |  | >1000000:1 | <700 (10% to 90%) | 500 |  | <700 (10% to 90%) |  |  |  | >1,000,000:1 at 0 Hz, >250:1 at 150 MHz |  | <2 (10% to 90%) | 150 | <2 (10% to 90%) | [5 empty] | <=1:1.1 | [18 empty] | <=1.1 | [23 empty] | <=2 | Minimum 100:1 | [6 empty] | <=0.2 |  | TEM00 |  |  |  | CW, Analog Modulation, Digital Modulation, and Computer Control |  |  |  |  | 1 | 3 mm Mono-Coil | 3.5 |  | 51 | 0.05 |  | FC/APC; 8º angled | [14 empty] | 70 x 40 x 38 | 1 | 0.1 | [10 empty] | 105 x 68 x 36 | 0.23 |  |  |  | 105 x 42 x 33 | 0.36 | [11 empty] | 1 |  | 0.23 |  |  |  | 13 | [51 empty] | <5 | [15 empty] | 30 | [21 empty] | EN61326-1 | [7 empty] | 3b | [17 empty] | Life Sciences, Medical and Life Sciences, Medical, Confocal Microscopy, DNA Sequencing, Flow Cytometry, Medical Imaging and Instrumentation |  |  | https://www.coherent.com/lasers/laser/obis-fp-fiber-pigtailed |  | 2017-04-12
283 | OBIS FP 488LX | OBIS Lasers | Laser | CW |  | Diode | 30, 100 | 70 | 30 | 100 | [11 empty] | <=4/1000 | <2 | [16 empty] | Yes | Visible | 488 | [57 empty] | 12 | 12 | 5 | 13 |  |  |  | >1000000:1 | <700 (10% to 90%) | 500 |  | <700 (10% to 90%) |  |  |  | >1,000,000:1 at 0 Hz, >250:1 at 150 MHz |  | <2.5 (10% to 90%) | 150 | <2 (10% to 90%) | [5 empty] | <=1:1.1 | [18 empty] | <=1.1 | [23 empty] | <=2 | Minimum 100:1 | [6 empty] | <=0.2 |  | TEM00 |  |  |  | CW, Analog Modulation, Digital Modulation, and Computer Control |  |  |  |  | 1 | 3 mm Mono-Coil | 3.5 |  | 51 | 0.05 |  | FC/APC; 8º angled | [14 empty] | 70 x 40 x 38 | 1 | 0.1 | [10 empty] | 105 x 68 x 36 | 0.23 |  |  |  | 105 x 42 x 33 | 0.36 | [11 empty] | 1 |  | 0.23 |  |  |  | 13 | [51 empty] | <5 | [15 empty] | 30 | [21 empty] | EN61326-1 | [7 empty] | 3b | [17 empty] | Life Sciences, Medical and Life Sciences, Medical, Confocal Microscopy, DNA Sequencing, Flow Cytometry, Medical Imaging and Instrumentation |  |  | https://www.coherent.com/lasers/laser/obis-fp-fiber-pigtailed |  | 2017-04-12
284 | OBIS FP 488LS | OBIS Lasers | Laser | CW |  | Diode | 15, 40, 60, 80, 120 | 105 | 15 | 120 | [11 empty] | - | <2 | [16 empty] | Yes | Visible | 488 | [57 empty] | 12 | 12 | 5 | 12 |  |  |  | >50:1 | <3000 (10% to 90%) | 100 |  | <3000 (10% to 90%) |  |  |  | Infinite at 0 Hz to 50 kHz) |  | <2000 (10% to 90%) | 0.05 | <18000 (10% to 90%) | [5 empty] | <=1:1.1 | [18 empty] | <=1.1 | [23 empty] | <=2 | Minimum 100:1 | [6 empty] | <=0.25 |  | TEM00 |  |  |  | CW, Analog Modulation, Digital Modulation, and Computer Control |  |  |  |  | 1 | 3 mm Mono-Coil | 4 |  | 51 | 0.1/0.06 |  | FC/APC; 8º angled | [14 empty] | 70 x 40 x 38 | 1 | 0.1 | [10 empty] | 105 x 68 x 36 | 0.23 |  |  |  | 105 x 42 x 33 | 0.36 | [11 empty] | 1 |  | 0.23 |  |  |  | 12 | [51 empty] | <5 | [15 empty] | 30 | [21 empty] | EN61326-1 | [7 empty] | 3b | [17 empty] | Life Sciences, Medical and Life Sciences, Medical, Confocal Microscopy, DNA Sequencing, Flow Cytometry, Medical Imaging and Instrumentation |  |  | https://www.coherent.com/lasers/laser/obis-fp-fiber-pigtailed |  | 2017-04-12
285 | OBIS FP 505LX | OBIS Lasers | Laser | CW |  | Diode | 50 | [14 empty] | <=4/1000 | <2 | [16 empty] | Yes | Visible | 505 | [57 empty] | 12 | 12 | 5 | 13 |  |  |  | >1000000:1 | 700 (10% to 90%) | 500 |  | 700 (10% to 90%) |  |  |  | >1,000,000:1 at 0 Hz, >250:1 at 150 MHz |  | <2 (10% to 90%) | 150 | <2 (10% to 90%) | [5 empty] | <=1:1.1 | [18 empty] | <=1.1 | [23 empty] | <=2 | Minimum 100:1 | [6 empty] | <=0.2 |  | TEM00 |  |  |  | CW, Analog Modulation, Digital Modulation, and Computer Control |  |  |  |  | 1 | 3 mm Mono-Coil | 3.5 |  | 51 | 0.05 |  | FC/APC; 8º angled | [14 empty] | 70 x 40 x 38 | 1 | 0.1 | [10 empty] | 105 x 68 x 36 | 0.23 |  |  |  | 105 x 42 x 33 | 0.36 | [11 empty] | 1 |  | 0.23 |  |  |  | 13 | [51 empty] | <5 | [15 empty] | 30 | [21 empty] | EN61326-1 | [7 empty] | 3b | [17 empty] | Life Sciences, Medical and Life Sciences, Medical, Confocal Microscopy, DNA Sequencing, Flow Cytometry, Medical Imaging and Instrumentation |  |  | https://www.coherent.com/lasers/laser/obis-fp-fiber-pigtailed |  | 2017-04-12
286 | OBIS FP 514LX | OBIS Lasers | Laser | CW |  | Diode | 30 | [14 empty] | <=3/1000 | <2 | [16 empty] | Yes | Visible | 514 | [57 empty] | 12 | 12 | 5 | 13 |  |  |  | >1000000:1 | <700 (10% to 90%) | 500 |  | <700 (10% to 90%) |  |  |  | >1000000:1 at 0Hz, >250:1 at 100 MHz |  | <2 (10% to 90%) | 100 | <3.5 (10% to 90%) | [5 empty] | <=1:1.1 | [18 empty] | <=1.1 | [23 empty] | <=2 | Minimum 100:1 | [6 empty] | <=0.25 |  | TEM00 |  |  |  | CW, Analog Modulation, Digital Modulation, and Computer Control |  |  |  |  | 1 | 3 mm Mono-Coil | 4.5 |  | 51 | 0.05 |  | FC/APC; 8º angled | [14 empty] | 70 x 40 x 38 | 1 | 0.1 | [10 empty] | 105 x 68 x 36 | 0.23 |  |  |  | 105 x 42 x 33 | 0.36 | [11 empty] | 1 |  | 0.23 |  |  |  | 13 | [51 empty] | <5 | [15 empty] | 30 | [21 empty] | EN61326-1 | [7 empty] | 3b | [17 empty] | Life Sciences, Medical and Life Sciences, Medical, Confocal Microscopy, DNA Sequencing, Flow Cytometry, Medical Imaging and Instrumentation |  |  | https://www.coherent.com/lasers/laser/obis-fp-fiber-pigtailed |  | 2017-04-12
287 | OBIS FP 514LS | OBIS Lasers | Laser | CW |  | Diode | 15 | [14 empty] | - | <2 | [16 empty] | Yes | Visible | 514 | [57 empty] | 12 | 12 | 8 | 12 |  |  |  | >50:1 | <3000 (10% to 90%) | 100 |  | <3000 (10% to 90%) |  |  |  | Infinite at 0 Hz to 50 kHz) |  | <2000 (10% to 90%) | 0.05 | <18000 (10% to 90%) | [5 empty] | <=1:1.1 | [18 empty] | <=1.1 | [23 empty] | <=1 | Minimum 100:1 | [6 empty] | <=0.2 |  | TEM00 |  |  |  | CW, Analog Modulation, Digital Modulation, and Computer Control |  |  |  |  | 1 | 5 mm Protective Tubing | 4 |  | 51 | 0.1 |  | FC/APC; 8º angled | [14 empty] | 70 x 40 x 38 | 1 | 0.1 | [10 empty] | 105 x 68 x 36 | 0.23 |  |  |  | 105 x 42 x 33 | 0.36 | [11 empty] | 1 |  | 0.23 |  |  |  | 12 | [51 empty] | <5 | [15 empty] | 30 | [21 empty] | EN61326-1 | [7 empty] | 3b | [17 empty] | Life Sciences, Medical and Life Sciences, Medical, Confocal Microscopy, DNA Sequencing, Flow Cytometry, Medical Imaging and Instrumentation |  |  | https://www.coherent.com/lasers/laser/obis-fp-fiber-pigtailed |  | 2017-04-12
288 | OBIS FP 520LX | OBIS Lasers | Laser | CW |  | Diode | 25 | [14 empty] | <=3/1000 | <2 | [16 empty] | Yes | Visible | 520 | [57 empty] | 12 | 12 | 5 | 13 |  |  |  | >1000000:1 | <700 (10% to 90%) | 500 |  | <700 (10% to 90%) |  |  |  | >1000000:1 at 0Hz, >250:1 at 100 MHz |  | <2 (10% to 90%) | 100 | <3.5 (10% to 90%) | [5 empty] | <=1:1.1 | [18 empty] | <=1.1 | [23 empty] | <=2 | Minimum 100:1 | [6 empty] | <=0.25 |  | TEM00 |  |  |  | CW, Analog Modulation, Digital Modulation, and Computer Control |  |  |  |  | 1 | 3 mm Mono-Coil | 4.5 |  | 51 | 0.05 |  | FC/APC; 8º angled | [14 empty] | 70 x 40 x 38 | 1 | 0.1 | [10 empty] | 105 x 68 x 36 | 0.23 |  |  |  | 105 x 42 x 33 | 0.36 | [11 empty] | 1 |  | 0.23 |  |  |  | 13 | [51 empty] | <5 | [15 empty] | 30 | [21 empty] | EN61326-1 | [7 empty] | 3b | [17 empty] | Life Sciences, Medical and Life Sciences, Medical, Confocal Microscopy, DNA Sequencing, Flow Cytometry, Medical Imaging and Instrumentation |  |  | https://www.coherent.com/lasers/laser/obis-fp-fiber-pigtailed |  | 2017-04-12
289 | OBIS FP 532LS | OBIS Lasers | Laser | CW |  | Diode | 20, 40, 60, 80, 120 | 100 | 20 | 120 | [11 empty] | - | <2 | [16 empty] | Yes | Visible | 532 | [57 empty] | 12 | 12 | 8 | 12 |  |  |  | >50:1 | <3000 (10% to 90%) | 100 |  | <3000 (10% to 90%) |  |  |  | Infinite at 0 Hz to 50 kHz) |  | <2000 (10% to 90%) | 0.05 | <18000 (10% to 90%) | [5 empty] | <=1:1.1 | [18 empty] | <=1.1 | [23 empty] | <=1 | Minimum 100:1 | [6 empty] | <=0.25 |  | TEM00 |  |  |  | CW, Analog Modulation, Digital Modulation, and Computer Control |  |  |  |  | 1 | 5 mm Protective Tubing | 4 |  | 51 | 0.1/0.06 |  | FC/APC; 8º angled | [14 empty] | 70 x 40 x 38 | 1 | 0.1 | [10 empty] | 105 x 68 x 36 | 0.23 |  |  |  | 105 x 42 x 33 | 0.36 | [11 empty] | 1 |  | 0.23 |  |  |  | 12 | [51 empty] | <5 | [15 empty] | 30 | [21 empty] | EN61326-1 | [7 empty] | 3b | [17 empty] | Life Sciences, Medical and Life Sciences, Medical, Confocal Microscopy, DNA Sequencing, Flow Cytometry, Medical Imaging and Instrumentation |  |  | https://www.coherent.com/lasers/laser/obis-fp-fiber-pigtailed |  | 2017-04-12
290 | OBIS FP 552LS | OBIS Lasers | Laser | CW |  | Diode | 15, 40, 60, 80, 120 | 105 | 15 | 120 | [11 empty] | - | <2 | [16 empty] | Yes | Visible | 552 | [57 empty] | 12 | 12 | 8 | 12 |  |  |  | >50:1 | <3000 (10% to 90%) | 100 |  | <3000 (10% to 90%) |  |  |  | Infinite at 0 Hz to 50 kHz) |  | <2000 (10% to 90%) | 0.05 | <18000 (10% to 90%) | [5 empty] | <=1:1.1 | [18 empty] | <=1.1 | [23 empty] | <=1 | Minimum 100:1 | [6 empty] | <=0.25 |  | TEM00 |  |  |  | CW, Analog Modulation, Digital Modulation, and Computer Control |  |  |  |  | 1 | 5 mm Protective Tubing | 4 |  | 51 | 0.1/0.06 |  | FC/APC; 8º angled | [14 empty] | 70 x 40 x 38 | 1 | 0.1 | [10 empty] | 105 x 68 x 36 | 0.23 |  |  |  | 105 x 42 x 33 | 0.36 | [11 empty] | 1 |  | 0.23 |  |  |  | 12 | [51 empty] | <5 | [15 empty] | 30 | [21 empty] | EN61326-1 | [7 empty] | 3b | [17 empty] | Life Sciences, Medical and Life Sciences, Medical, Confocal Microscopy, DNA Sequencing, Flow Cytometry, Medical Imaging and Instrumentation |  |  | https://www.coherent.com/lasers/laser/obis-fp-fiber-pigtailed |  | 2017-04-12
291 | OBIS FP 561LS | OBIS Lasers | Laser | CW |  | Diode | 40, 60, 80, 120 | 80 | 40 | 120 | [11 empty] | - | <2 | [16 empty] | Yes | Visible | 561 | [57 empty] | 12 | 12 | 8 | 12 |  |  |  | >50:1 | <3000 (10% to 90%) | 100 |  | <3000 (10% to 90%) |  |  |  | Infinite at 0 Hz to 50 kHz) |  | <2000 (10% to 90%) | 0.05 | <18000 (10% to 90%) | [5 empty] | <=1:1.1 | [18 empty] | <=1.1 | [23 empty] | <=1 | Minimum 100:1 | [6 empty] | <=0.25 |  | TEM00 |  |  |  | CW, Analog Modulation, Digital Modulation, and Computer Control |  |  |  |  | 1 | 5 mm Protective Tubing | 4 |  | 51 | 0.06 |  | FC/APC; 8º angled | [14 empty] | 70 x 40 x 38 | 1 | 0.1 | [10 empty] | 105 x 68 x 36 | 0.23 |  |  |  | 105 x 42 x 33 | 0.36 | [11 empty] | 1 |  | 0.23 |  |  |  | 12 | [51 empty] | <5 | [15 empty] | 30 | [21 empty] | EN61326-1 | [7 empty] | 3b | [17 empty] | Life Sciences, Medical and Life Sciences, Medical, Confocal Microscopy, DNA Sequencing, Flow Cytometry, Medical Imaging and Instrumentation |  |  | https://www.coherent.com/lasers/laser/obis-fp-fiber-pigtailed |  | 2017-04-12
292 | OBIS FP 594LS | OBIS Lasers | Laser | CW |  | Diode | 40 | [14 empty] | - | <2 | [16 empty] | Yes | Visible | 594 | [57 empty] | 12 | 12 | 8 | 12 |  |  |  | >50:1 | <3000 (10% to 90%) | 100 |  | <3000 (10% to 90%) |  |  |  | Infinite at 0 Hz to 50 kHz) |  | <2000 (10% to 90%) | 0.05 | <18000 (10% to 90%) | [5 empty] | <=1:1.1 | [18 empty] | <=1.1 | [23 empty] | <=1 | Minimum 100:1 | [6 empty] | <=0.25 |  | TEM00 |  |  |  | CW, Analog Modulation, Digital Modulation, and Computer Control |  |  |  |  | 1 | 5 mm Protective Tubing | 4 |  | 51 | 0.06 |  | FC/APC; 8º angled | [14 empty] | 70 x 40 x 38 | 1 | 0.1 | [10 empty] | 105 x 68 x 36 | 0.23 |  |  |  | 105 x 42 x 33 | 0.36 | [11 empty] | 1 |  | 0.23 |  |  |  | 12 | [51 empty] | <5 | [15 empty] | 30 | [21 empty] | EN61326-1 | [7 empty] | 3b | [17 empty] | Life Sciences, Medical and Life Sciences, Medical, Confocal Microscopy, DNA Sequencing, Flow Cytometry, Medical Imaging and Instrumentation |  |  | https://www.coherent.com/lasers/laser/obis-fp-fiber-pigtailed |  | 2017-04-12
293 | OBIS FP 637LX | OBIS Lasers | Laser | CW |  | Diode | 100 | [14 empty] | <=3/1000 | <2 | [16 empty] | Yes | Visible | 637 | [57 empty] | 12 | 12 | 5 | 13 |  |  |  | >1000000:1 | <800 (10% to 90%) | 300 |  | <1200 (10% to 90%) |  |  |  | >1,000,000:1 at 0 Hz, >250:1 at 150 MHz |  | <2 (10% to 90%) | 150 | <2 (10% to 90%) | [5 empty] | <=1:1.1 | [18 empty] | <=1.1 | [23 empty] | <=2 | Minimum 100:1 | [6 empty] | <=0.2 |  | TEM00 |  |  |  | CW, Analog Modulation, Digital Modulation, and Computer Control |  |  |  |  | 1 | 3 mm Mono-Coil | 4.5 |  | 51 | 0.09 |  | FC/APC; 8º angled | [14 empty] | 70 x 40 x 38 | 1 | 0.1 | [10 empty] | 105 x 68 x 36 | 0.23 |  |  |  | 105 x 42 x 33 | 0.36 | [11 empty] | 1 |  | 0.23 |  |  |  | 13 | [51 empty] | <5 | [15 empty] | 30 | [21 empty] | EN61326-1 | [7 empty] | 3b | [17 empty] | Life Sciences, Medical and Life Sciences, Medical, Confocal Microscopy, DNA Sequencing, Flow Cytometry, Medical Imaging and Instrumentation |  |  | https://www.coherent.com/lasers/laser/obis-fp-fiber-pigtailed |  | 2017-04-12
294 | OBIS FP 640LX | OBIS Lasers | Laser | CW |  | Diode | 75 | [14 empty] | <=3/1000 | <2 | [16 empty] | Yes | Visible | 640 | [57 empty] | 12 | 12 | 5 | 13 |  |  |  | >1000000:1 | <700 (10% to 90%) | 500 |  | <700 (10% to 90%) |  |  |  | >1,000,000:1 at 0 Hz, >250:1 at 150 MHz |  | <2 (10% to 90%) | 150 | <2 (10% to 90%) | [5 empty] | <=1:1.1 | [18 empty] | <=1.1 | [23 empty] | <=2 | Minimum 100:1 | [6 empty] | <=0.2 |  | TEM00 |  |  |  | CW, Analog Modulation, Digital Modulation, and Computer Control |  |  |  |  | 1 | 3 mm Mono-Coil | 4.5 |  | 51 | 0.09 |  | FC/APC; 8º angled | [14 empty] | 70 x 40 x 38 | 1 | 0.1 | [10 empty] | 105 x 68 x 36 | 0.23 |  |  |  | 105 x 42 x 33 | 0.36 | [11 empty] | 1 |  | 0.23 |  |  |  | 13 | [51 empty] | <5 | [15 empty] | 30 | [21 empty] | EN61326-1 | [7 empty] | 3b | [17 empty] | Life Sciences, Medical and Life Sciences, Medical, Confocal Microscopy, DNA Sequencing, Flow Cytometry, Medical Imaging and Instrumentation |  |  | https://www.coherent.com/lasers/laser/obis-fp-fiber-pigtailed |  | 2017-04-12
295 | OBIS FP 647LX | OBIS Lasers | Laser | CW |  | Diode | 100 | [14 empty] | <=3/1000 | <2 | [16 empty] | Yes | Visible | 647 | [57 empty] | 12 | 12 | 5 | 13 |  |  |  | >1000000:1 | <700 (10% to 90%) | 500 |  | <700 (10% to 90%) |  |  |  | >1,000,000:1 at 0 Hz, >250:1 at 150 MHz |  | <2 (10% to 90%) | 150 | <2 (10% to 90%) | [5 empty] | <=1:1.1 | [18 empty] | <=1.1 | [23 empty] | <=2 | Minimum 100:1 | [6 empty] | <=0.2 |  | TEM00 |  |  |  | CW, Analog Modulation, Digital Modulation, and Computer Control |  |  |  |  | 1 | 3 mm Mono-Coil | 4.5 |  | 51 | 0.09 |  | FC/APC; 8º angled | [14 empty] | 70 x 40 x 38 | 1 | 0.1 | [10 empty] | 105 x 68 x 36 | 0.23 |  |  |  | 105 x 42 x 33 | 0.36 | [11 empty] | 1 |  | 0.23 |  |  |  | 13 | [51 empty] | <5 | [15 empty] | 30 | [21 empty] | EN61326-1 | [7 empty] | 3b | [17 empty] | Life Sciences, Medical and Life Sciences, Medical, Confocal Microscopy, DNA Sequencing, Flow Cytometry, Medical Imaging and Instrumentation |  |  | https://www.coherent.com/lasers/laser/obis-fp-fiber-pigtailed |  | 2017-04-12
296 | OBIS FP 660LX | OBIS Lasers | Laser | CW |  | Diode | 75 | [14 empty] | <=3/1000 | <2 | [16 empty] | Yes | Visible | 660 | [57 empty] | 12 | 12 | 5 | 13 |  |  |  | >1000000:1 | <700 (10% to 90%) | 500 |  | <700 (10% to 90%) |  |  |  | >1,000,000:1 at 0 Hz, >250:1 at 150 MHz |  | <2 (10% to 90%) | 150 | <2 (10% to 90%) | [5 empty] | <=1:1.1 | [18 empty] | <=1.1 | [23 empty] | <=2 | Minimum 100:1 | [6 empty] | <=0.2 |  | TEM00 |  |  |  | CW, Analog Modulation, Digital Modulation, and Computer Control |  |  |  |  | 1 | 3 mm Mono-Coil | 4.5 |  | 51 | 0.09 |  | FC/APC; 8º angled | [14 empty] | 70 x 40 x 38 | 1 | 0.1 | [10 empty] | 105 x 68 x 36 | 0.23 |  |  |  | 105 x 42 x 33 | 0.36 | [11 empty] | 1 |  | 0.23 |  |  |  | 13 | [51 empty] | <5 | [15 empty] | 30 | [21 empty] | EN61326-1 | [7 empty] | 3b | [17 empty] | Life Sciences, Medical and Life Sciences, Medical, Confocal Microscopy, DNA Sequencing, Flow Cytometry, Medical Imaging and Instrumentation |  |  | https://www.coherent.com/lasers/laser/obis-fp-fiber-pigtailed |  | 2017-04-12
297 | OBIS CORE LS | OBIS CORE LS | Laser | CW |  | OPSL |  | 130 | 20 | 150 | [7 empty] | 20 to 110 |  |  |  |  | <2 | [16 empty] | Yes | Visible | 488 | 594 | [56 empty] | 12 | 12 | 5 | 12 |  |  |  |  | <1000000 (10% to 90%) | 1 |  | <1000000 (10% to 90%) |  |  |  |  | on/no emission | <10000000 (10% to 90%) | 1e-06 | <1000000 (10% to 90%) | [5 empty] | <=1:1.1 |  | 0.7 ± 0.05 |  | <1.2 | [14 empty] | <=1.1 | [23 empty] | <1 | Minimum 100:1, Vertical, ±5º | [6 empty] | <=0.25 |  | TEM00 |  |  |  | CW, Analog Modulation, Digital Modulation, and Computer Control | [24 empty] | 115 x 33 x 16 | 0.081 | 52 x 27 x 13 | [30 empty] | 150, 300, 500 |  | 0.022 |  |  | 3 to 5 | 12 | [19 empty] | 55 | [6 empty] | 40 | [6 empty] | -20 to 60 | 15 to 40 | [16 empty] | <5 | [15 empty] | 30 | [29 empty] | 3b | [17 empty] | Benchtop Analyzers, Bio-Detection and Analysis, Compact Flow Cytometer, Confocal Microscopy, DNA Sequencing, Flow Cytometry, Medical Imaging and Instrumentation, Opthalmology |  |  | https://www.coherent.com/lasers/laser/cw-solid-state-lasers/obis-lasers/obis-core-ls
298 | OBIS CORE 488LS | OBIS CORE LS | Laser | CW |  | OPSL | 20, 60, 80, 100, 150 | 130 | 20 | 150 | [7 empty] | 20 to 110 |  |  |  |  | <2 | [16 empty] | Yes | Visible | 488 | [57 empty] | 12 | 12 | 5 | 12 |  |  |  |  | <1000000 (10% to 90%) | 1 |  | <1000000 (10% to 90%) |  |  |  |  | on/no emission | <10000000 (10% to 90%) | 1e-06 | <1000000 (10% to 90%) | [5 empty] | <=1:1.1 |  | 0.7 ± 0.05 |  | <1.2 | [14 empty] | <=1.1 | [23 empty] | <1 | Minimum 100:1, Vertical, ±5º | [6 empty] | <=0.25 |  | TEM00 |  |  |  | CW, Analog Modulation, Digital Modulation, and Computer Control | [24 empty] | 115 x 33 x 16 | 0.081 | 52 x 27 x 13 | [30 empty] | 150, 300, 500 |  | 0.022 |  |  | 3 to 5 | 12 | [19 empty] | 55 | [6 empty] | 40 | [6 empty] | -20 to 60 | 15 to 40 | [16 empty] | <5 | [15 empty] | 30 | [29 empty] | 3b | [17 empty] | Benchtop Analyzers, Bio-Detection and Analysis, Compact Flow Cytometer, Confocal Microscopy, DNA Sequencing, Flow Cytometry, Medical Imaging and Instrumentation, Opthalmology |  |  | https://www.coherent.com/lasers/laser/cw-solid-state-lasers/obis-lasers/obis-core-ls |  | 2017-09-01
299 | OBIS CORE 505LS | OBIS CORE LS | Laser | CW |  | OPSL | 30, 100 | 70 | 30 | 100 | [7 empty] | 20 to 110 |  |  |  |  | <2 | [16 empty] | Yes | Visible | 505 | [57 empty] | 12 | 12 | 5 | 12 |  |  |  |  | <1000000 (10% to 90%) | 1 |  | <1000000 (10% to 90%) |  |  |  |  | on/no emission | <10000000 (10% to 90%) | 1e-06 | <1000000 (10% to 90%) | [5 empty] | <=1:1.1 |  | 0.7 ± 0.05 |  | <1.2 | [14 empty] | <=1.1 | [23 empty] | <1 | Minimum 100:1, Vertical, ±5º | [6 empty] | <=0.25 |  | TEM00 |  |  |  | CW, Analog Modulation, Digital Modulation, and Computer Control | [24 empty] | 115 x 33 x 16 | 0.081 | 52 x 27 x 13 | [30 empty] | 150, 300, 500 |  | 0.022 |  |  | 3 to 5 | 12 | [19 empty] | 55 | [6 empty] | 40 | [6 empty] | -20 to 60 | 15 to 40 | [16 empty] | <5 | [15 empty] | 30 | [29 empty] | 3b | [17 empty] | Benchtop Analyzers, Bio-Detection and Analysis, Compact Flow Cytometer, Confocal Microscopy, DNA Sequencing, Flow Cytometry, Medical Imaging and Instrumentation, Opthalmology |  |  | https://www.coherent.com/lasers/laser/cw-solid-state-lasers/obis-lasers/obis-core-ls |  | 2017-09-01
300 | OBIS CORE 514LS | OBIS CORE LS | Laser | CW |  | OPSL | 20, 100, 150 | 130 | 20 | 150 | [7 empty] | 20 to 110 |  |  |  |  | <2 | [16 empty] | Yes | Visible | 514 | [57 empty] | 12 | 12 | 5 | 12 |  |  |  |  | <1000000 (10% to 90%) | 1 |  | <1000000 (10% to 90%) |  |  |  |  | on/no emission | <10000000 (10% to 90%) | 1e-06 | <1000000 (10% to 90%) | [5 empty] | <=1:1.1 |  | 0.7 ± 0.05 |  | <1.2 | [14 empty] | <=1.1 | [23 empty] | <1 | Minimum 100:1, Vertical, ±5º | [6 empty] | <=0.25 |  | TEM00 |  |  |  | CW, Analog Modulation, Digital Modulation, and Computer Control | [24 empty] | 115 x 33 x 16 | 0.081 | 52 x 27 x 13 | [30 empty] | 150, 300, 500 |  | 0.022 |  |  | 3 to 5 | 12 | [19 empty] | 55 | [6 empty] | 40 | [6 empty] | -20 to 60 | 15 to 40 | [16 empty] | <5 | [15 empty] | 30 | [29 empty] | 3b | [17 empty] | Benchtop Analyzers, Bio-Detection and Analysis, Compact Flow Cytometer, Confocal Microscopy, DNA Sequencing, Flow Cytometry, Medical Imaging and Instrumentation, Opthalmology |  |  | https://www.coherent.com/lasers/laser/cw-solid-state-lasers/obis-lasers/obis-core-ls |  | 2017-09-01
301 | OBIS CORE 532LS | OBIS CORE LS | Laser | CW |  | OPSL | 20, 50, 80, 100, 150 | 130 | 20 | 150 | [7 empty] | 20 to 110 |  |  |  |  | <2 | [16 empty] | Yes | Visible | 532 | [57 empty] | 12 | 12 | 5 | 12 |  |  |  |  | <1000000 (10% to 90%) | 1 |  | <1000000 (10% to 90%) |  |  |  |  | on/no emission | <10000000 (10% to 90%) | 1e-06 | <1000000 (10% to 90%) | [5 empty] | <=1:1.1 |  | 0.7 ± 0.05 |  | <1.2 | [14 empty] | <=1.1 | [23 empty] | <1 | Minimum 100:1, Vertical, ±5º | [6 empty] | <=0.25 |  | TEM00 |  |  |  | CW, Analog Modulation, Digital Modulation, and Computer Control | [24 empty] | 115 x 33 x 16 | 0.081 | 52 x 27 x 13 | [30 empty] | 150, 300, 500 |  | 0.022 |  |  | 3 to 5 | 12 | [19 empty] | 55 | [6 empty] | 40 | [6 empty] | -20 to 60 | 15 to 40 | [16 empty] | <5 | [15 empty] | 30 | [29 empty] | 3b | [17 empty] | Benchtop Analyzers, Bio-Detection and Analysis, Compact Flow Cytometer, Confocal Microscopy, DNA Sequencing, Flow Cytometry, Medical Imaging and Instrumentation, Opthalmology |  |  | https://www.coherent.com/lasers/laser/cw-solid-state-lasers/obis-lasers/obis-core-ls |  | 2017-09-01
302 | OBIS CORE 552LS | OBIS CORE LS | Laser | CW |  | OPSL | 20, 60, 80, 100, 150 | 130 | 20 | 150 | [7 empty] | 20 to 110 |  |  |  |  | <2 | [16 empty] | Yes | Visible | 552 | [57 empty] | 12 | 12 | 5 | 12 |  |  |  |  | <1000000 (10% to 90%) | 1 |  | <1000000 (10% to 90%) |  |  |  |  | on/no emission | <10000000 (10% to 90%) | 1e-06 | <1000000 (10% to 90%) | [5 empty] | <=1:1.1 |  | 0.7 ± 0.05 |  | <1.2 | [14 empty] | <=1.1 | [23 empty] | <1 | Minimum 100:1, Vertical, ±5º | [6 empty] | <=0.25 |  | TEM00 |  |  |  | CW, Analog Modulation, Digital Modulation, and Computer Control | [24 empty] | 115 x 33 x 16 | 0.081 | 52 x 27 x 13 | [30 empty] | 150, 300, 500 |  | 0.022 |  |  | 3 to 5 | 12 | [19 empty] | 55 | [6 empty] | 40 | [6 empty] | -20 to 60 | 15 to 40 | [16 empty] | <5 | [15 empty] | 30 | [29 empty] | 3b | [17 empty] | Benchtop Analyzers, Bio-Detection and Analysis, Compact Flow Cytometer, Confocal Microscopy, DNA Sequencing, Flow Cytometry, Medical Imaging and Instrumentation, Opthalmology |  |  | https://www.coherent.com/lasers/laser/cw-solid-state-lasers/obis-lasers/obis-core-ls |  | 2017-09-01
303 | OBIS CORE 561LS | OBIS CORE LS | Laser | CW |  | OPSL | 20, 50, 80, 100, 150 | 130 | 20 | 150 | [7 empty] | 20 to 110 |  |  |  |  | <2 | [16 empty] | Yes | Visible | 561 | [57 empty] | 12 | 12 | 5 | 12 |  |  |  |  | <1000000 (10% to 90%) | 1 |  | <1000000 (10% to 90%) |  |  |  |  | on/no emission | <10000000 (10% to 90%) | 1e-06 | <1000000 (10% to 90%) | [5 empty] | <=1:1.1 |  | 0.7 ± 0.05 |  | <1.2 | [14 empty] | <=1.1 | [23 empty] | <1 | Minimum 100:1, Vertical, ±5º | [6 empty] | <=0.25 |  | TEM00 |  |  |  | CW, Analog Modulation, Digital Modulation, and Computer Control | [24 empty] | 115 x 33 x 16 | 0.081 | 52 x 27 x 13 | [30 empty] | 150, 300, 500 |  | 0.022 |  |  | 3 to 5 | 12 | [19 empty] | 55 | [6 empty] | 40 | [6 empty] | -20 to 60 | 15 to 40 | [16 empty] | <5 | [15 empty] | 30 | [29 empty] | 3b | [17 empty] | Benchtop Analyzers, Bio-Detection and Analysis, Compact Flow Cytometer, Confocal Microscopy, DNA Sequencing, Flow Cytometry, Medical Imaging and Instrumentation, Opthalmology |  |  | https://www.coherent.com/lasers/laser/cw-solid-state-lasers/obis-lasers/obis-core-ls |  | 2017-09-01
304 | OBIS CORE 594LS | OBIS CORE LS | Laser | CW |  | OPSL | 20, 60, 100 | 80 | 20 | 100 | [7 empty] | 20 to 110 |  |  |  |  | <2 | [16 empty] | Yes | Visible | 594 | [57 empty] | 12 | 12 | 5 | 12 |  |  |  |  | <1000000 (10% to 90%) | 1 |  | <1000000 (10% to 90%) |  |  |  |  | on/no emission | <10000000 (10% to 90%) | 1e-06 | <1000000 (10% to 90%) | [5 empty] | <=1:1.1 |  | 0.7 ± 0.05 |  | <1.3 | [14 empty] | <=1.1 | [23 empty] | <1 | Minimum 100:1, Vertical, ±5º | [6 empty] | <=0.25 |  | TEM00 |  |  |  | CW, Analog Modulation, Digital Modulation, and Computer Control | [24 empty] | 115 x 33 x 16 | 0.081 | 52 x 27 x 13 | [30 empty] | 150, 300, 500 |  | 0.022 |  |  | 3 to 5 | 12 | [19 empty] | 55 | [6 empty] | 40 | [6 empty] | -20 to 60 | 15 to 40 | [16 empty] | <5 | [15 empty] | 30 | [29 empty] | 3b | [17 empty] | Benchtop Analyzers, Bio-Detection and Analysis, Compact Flow Cytometer, Confocal Microscopy, DNA Sequencing, Flow Cytometry, Medical Imaging and Instrumentation, Opthalmology |  |  | https://www.coherent.com/lasers/laser/cw-solid-state-lasers/obis-lasers/obis-core-ls |  | 2017-09-01
305 | OBIS CellX Laser Beam Combiner | OBIS CellX Laser Beam Combiner | Laser | CW |  | OPSL | 50, 100 | 50 | 50 | 100 | [12 empty] | <2 | [16 empty] | Yes | Visible | 405 | 637 | 232 | [49 empty] | USB (mini-B) and RS-232 (from DB37, 115200 Baud) | [7 empty] | 20 | 60 |  |  |  | >50:1 | <5000 (10% to 90%) | 50 | Modulate from 0% to 110% with 0 to 5V in Analog Mode | <5000 (10% to 90%) | 0 to 5V, 2 kOhm input impedance each, Normally Low (off) |  |  | Infinite |  | <5000 (10% to 90%) | 5e-05 | <5000 (10% to 90%) | 0-3.3V, 2 kOhm input impedance each, Normally Low (off) | [5 empty] | <100 |  |  | 0.2 | [14 empty] | <1.3 | [23 empty] | <1 |  |  | Vertical, ±5º |  |  |  | <10 | <0.25 |  | TEM00 |  |  |  | CW with Power Control via USB/RS-232, Analog Modulation, Digital Modulation, Mixed Analog and Digital Modulation (simultaneous Analog and Digital) | [26 empty] | 155 x 180 x 52.2 | [32 empty] | 2.2 | [55 empty] | <5 | [63 empty] | Flow Cytometry, Microscopy, Medical Imaging, Optogenetics |  |  | https://www.coherent.com/lasers/laser/cellx-laser-beam-combiner
306 | OBIS CellX-405 | OBIS CellX Laser Beam Combiner | Laser | CW |  | OPSL | 50, 100 | 50 | 50 | 100 | [12 empty] | <2 | [16 empty] | Yes | Visible | 405 | [51 empty] | USB (mini-B) and RS-232 (from DB37, 115200 Baud) | [7 empty] | 20 | 60 |  |  | Pin 3 | >50:1 | <5000 (10% to 90%) | 50 | Modulate from 0% to 110% with 0 to 5V in Analog Mode | <5000 (10% to 90%) | 0 to 5V, 2 kOhm input impedance each, Normally Low (off) |  | Pin 21 | Infinite |  | <5000 (10% to 90%) | 5e-05 | <5000 (10% to 90%) | 0-3.3V, 2 kOhm input impedance each, Normally Low (off) | [5 empty] | <100 | 2.6 |  | 0.2 | [14 empty] | <1.3 | [23 empty] | <1 |  |  | Vertical, ±5º |  |  |  | <10 | <0.25 |  | TEM00 |  |  |  | CW with Power Control via USB/RS-232, Analog Modulation, Digital Modulation, Mixed Analog and Digital Modulation (simultaneous Analog and Digital) | [26 empty] | 155 x 180 x 52.2 | [32 empty] | 2.2 | [55 empty] | <5 | [63 empty] | Flow Cytometry, Microscopy, Medical Imaging, Optogenetics |  |  | https://www.coherent.com/lasers/laser/cellx-laser-beam-combiner |  | 2017-09-01
307 | OBIS CellX-488 | OBIS CellX Laser Beam Combiner | Laser | CW |  | OPSL | 50, 100 | 50 | 50 | 100 | [12 empty] | <2 | [16 empty] | Yes | Visible | 488 | [51 empty] | USB (mini-B) and RS-232 (from DB37, 115200 Baud) | [7 empty] | 20 | 60 |  |  | Pin 23 | >50:1 | <5000 (10% to 90%) | 50 | Modulate from 0% to 110% with 0 to 5V in Analog Mode | <5000 (10% to 90%) | 0 to 5V, 2 kOhm input impedance each, Normally Low (off) |  | Pin 4 | Infinite |  | <5000 (10% to 90%) | 5e-05 | <5000 (10% to 90%) | 0-3.3V, 2 kOhm input impedance each, Normally Low (off) | [5 empty] | <100 | 3 |  | 0.2 | [14 empty] | <1.3 | [23 empty] | <1 |  |  | Vertical, ±5º |  |  |  | <10 | <0.25 |  | TEM00 |  |  |  | CW with Power Control via USB/RS-232, Analog Modulation, Digital Modulation, Mixed Analog and Digital Modulation (simultaneous Analog and Digital) | [26 empty] | 155 x 180 x 52.2 | [32 empty] | 2.2 | [55 empty] | <5 | [63 empty] | Flow Cytometry, Microscopy, Medical Imaging, Optogenetics |  |  | https://www.coherent.com/lasers/laser/cellx-laser-beam-combiner |  | 2017-09-01
308 | OBIS CellX-561 | OBIS CellX Laser Beam Combiner | Laser | CW |  | OPSL | 50, 100 | 50 | 50 | 100 | [12 empty] | <2 | [16 empty] | Yes | Visible | 561 | [51 empty] | USB (mini-B) and RS-232 (from DB37, 115200 Baud) | [7 empty] | 20 | 60 |  |  | Pin 6 | >50:1 | <5000 (10% to 90%) | 50 | Modulate from 0% to 110% with 0 to 5V in Analog Mode | <5000 (10% to 90%) | 0 to 5V, 2 kOhm input impedance each, Normally Low (off) |  | Pin 24 | Infinite |  | <5000 (10% to 90%) | 5e-05 | <5000 (10% to 90%) | 0-3.3V, 2 kOhm input impedance each, Normally Low (off) | [5 empty] | <100 | 3.5 |  | 0.2 | [14 empty] | <1.3 | [23 empty] | <1 |  |  | Vertical, ±5º |  |  |  | <10 | <0.25 |  | TEM00 |  |  |  | CW with Power Control via USB/RS-232, Analog Modulation, Digital Modulation, Mixed Analog and Digital Modulation (simultaneous Analog and Digital) | [26 empty] | 155 x 180 x 52.2 | [32 empty] | 2.2 | [55 empty] | <5 | [63 empty] | Flow Cytometry, Microscopy, Medical Imaging, Optogenetics |  |  | https://www.coherent.com/lasers/laser/cellx-laser-beam-combiner |  | 2017-09-01
309 | OBIS CellX-637 | OBIS CellX Laser Beam Combiner | Laser | CW |  | OPSL | 50, 100 | 50 | 50 | 100 | [12 empty] | <2 | [16 empty] | Yes | Visible | 637 | [51 empty] | USB (mini-B) and RS-232 (from DB37, 115200 Baud) | [7 empty] | 20 | 60 |  |  | Pin 26 | >50:1 | <5000 (10% to 90%) | 50 | Modulate from 0% to 110% with 0 to 5V in Analog Mode | <5000 (10% to 90%) | 0 to 5V, 2 kOhm input impedance each, Normally Low (off) |  | Pin 7 | Infinite |  | <5000 (10% to 90%) | 5e-05 | <5000 (10% to 90%) | 0-3.3V, 2 kOhm input impedance each, Normally Low (off) | [5 empty] | <100 | 4.5 |  | 0.2 | [14 empty] | <1.3 | [23 empty] | <1 |  |  | Vertical, ±5º |  |  |  | <10 | <0.25 |  | TEM00 |  |  |  | CW with Power Control via USB/RS-232, Analog Modulation, Digital Modulation, Mixed Analog and Digital Modulation (simultaneous Analog and Digital) | [26 empty] | 155 x 180 x 52.2 | [32 empty] | 2.2 | [55 empty] | <5 | [63 empty] | Flow Cytometry, Microscopy, Medical Imaging, Optogenetics |  |  | https://www.coherent.com/lasers/laser/cellx-laser-beam-combiner |  | 2017-09-01
310 | OBIS LG Ultraviolet Laser | OBIS Lasers | Laser | CW |  | OPSL |  | 30 | 20 | 50 | [21 empty] | ±1 | [7 empty] | Yes | UV | 355 |  |  | 2 | 2 | >99 | [15 empty] | CW | [36 empty] | 24 ± 10% | 24 ± 10% | <150 | 150 | [25 empty] | <0.5 | [6 empty] | ±<5 | <10 |  |  | ±<1 | ±<1 |  |  | <1.2 |  |  | <1.2 |  |  | ±500 | [6 empty] | 1.0 ± 0.15 | [5 empty] | 50000 | [5 empty] | Linear, >100:1 |  |  | Vertical, ±5º |  |  |  | <0.3 |  | TEM00 | [33 empty] | 25.0 x 70.0 x 36.2 | [51 empty] | Actively cooled heat sink required e.g. Coherent OBIS Lg Air-Cooled Riser Option | [15 empty] | -10 to 60 | 10 to 40 | [21 empty] | 5 to 95 | [22 empty] | No |  | EN 61010-1, EN 60825-1, EN 61326-1, EN 55011, EN 50581 | [33 empty] | Flow Cytometry, Confocal Microscopy, Semiconductor Inspection |  |  | https://www.coherent.com/lasers/laser/obis-lg-lasers
311 | OBIS LG 355-20 | OBIS Lasers | Laser | CW |  | OPSL | 20 |  | 20 | 20+ | [21 empty] | ±1 | [7 empty] | Yes | UV | 355 |  |  | 2 | 2 | >99 | [15 empty] | CW | [36 empty] | 24 ± 10% | 24 ± 10% | <150 | 150 | [25 empty] | <0.5 | [6 empty] | ±<5 | <10 |  |  | ±<1 | ±<1 |  |  | <1.2 |  |  | <1.2 |  |  | ±500 | [6 empty] | 1.0 ± 0.15 | [5 empty] | 50000 | [5 empty] | Linear, >100:1 |  |  | Vertical, ±5º |  |  |  | <0.3 |  | TEM00 | [33 empty] | 25.0 x 70.0 x 36.2 | [51 empty] | Actively cooled heat sink required e.g. Coherent OBIS Lg Air-Cooled Riser Option | [15 empty] | -10 to 60 | 10 to 40 | [21 empty] | 5 to 95 | [22 empty] | No |  | EN 61010-1, EN 60825-1, EN 61326-1, EN 55011, EN 50581 | [33 empty] | Flow Cytometry, Particle Counting, DNA Sequencing, Microscopy |  |  | https://www.coherent.com/lasers/laser/cw-solid-state-lasers/obis-lasers/obis-lg-lasers |  | 2017-09-01
312 | OBIS LG 355-50 | OBIS Lasers | Laser | CW |  | OPSL | 50 |  | 50 | 50+ | [21 empty] | ±1 | [7 empty] | Yes | UV | 355 |  |  | 2 | 2 | >99 | [15 empty] | CW | [36 empty] | 24 ± 10% | 24 ± 10% | <150 | 150 | [25 empty] | <0.5 | [6 empty] | ±<5 | <10 |  |  | ±<1 | ±<1 |  |  | <1.2 |  |  | <1.2 |  |  | ±500 | [6 empty] | 1.0 ± 0.15 | [5 empty] | 50000 | [5 empty] | Linear, >100:1 |  |  | Vertical, ±5º |  |  |  | <0.25 |  | TEM00 | [33 empty] | 25.0 x 70.0 x 36.2 | [51 empty] | Actively cooled heat sink required e.g. Coherent OBIS Lg Air-Cooled Riser Option | [15 empty] | -10 to 60 | 10 to 40 | [21 empty] | 5 to 95 | [22 empty] | No |  | EN 61010-1, EN 60825-1, EN 61326-1, EN 55011, EN 50581 | [33 empty] | Flow Cytometry, Particle Counting, DNA Sequencing, Microscopy |  |  | https://www.coherent.com/lasers/laser/cw-solid-state-lasers/obis-lasers/obis-lg-lasers |  | 2017-09-01
313 | PowerLine Laser | PowerLine Laser | Laser | CW |  | Diode |  | 1500 | 500 | 2000 | [29 empty] | Yes | Visible - Near IR | 445 | 808 | [47 empty] | <4 | [30 empty] | >90 |  | <3 | [49 empty] | <5 |  |  |  | Multi Transverse Mode |  |  |  | CW, Analog, or Digital | 10 | 10 | <10 | <10 | [94 empty] | -20 to 55 | [11 empty] | -40 to 70 |  |  |  |  | <2 | [37 empty] | Level 4 |  |  |  | 10, 20, 30, 45, 60 | [17 empty] | >50 |  | <=0.10 |  | Machine Vision, Life Sciences | 3D Proofing and Mapping, Flow Visualization, Fluorescence-Induced Inspection, Hot Steel-Plate, High-Speed Industrial Inspection, High-Speed Road & Rail Inspection, Lumbar Optimization, Tire Inspection, Transportation |  | https://www.coherent.com/lasers/laser/machine-vision-structured-light-lasers/powerline-laser |  | 2017-10-12
314 | PowerLine 445 | PowerLine Laser | Laser | CW |  | Diode | 500 |  | 500 | [30 empty] | Yes | Visible | 445 | [48 empty] | 3 | [8 empty] | 12 | [21 empty] | >90 |  | <3 | [49 empty] | <5 |  |  |  | Multi Transverse Mode |  |  |  | CW, Analog, or Digital | 10 | 10 | <10 | <10 | [94 empty] | -20 to 55 | [11 empty] | -40 to 70 |  |  |  |  | <2 | [37 empty] | Level 4 |  |  |  | 10, 20, 30, 45, 60 | [17 empty] | >50 |  | <=0.10 |  | Machine Vision, Life Sciences | 3D Proofing and Mapping, Flow Visualization, Fluorescence-Induced Inspection, Hot Steel-Plate, High-Speed Industrial Inspection, High-Speed Road & Rail Inspection, Lumbar Optimization, Tire Inspection, Transportation |  | https://www.coherent.com/lasers/laser/machine-vision-structured-light-lasers/powerline-laser |  | 2017-11-20
315 | PowerLine 670 | PowerLine Laser | Laser | CW |  | Diode | 500, 750 | 250 | 500 | 750 | [29 empty] | Yes | Visible | 670 | [48 empty] | 2 | [8 empty] | 5 | [21 empty] | >90 |  | <3 | [49 empty] | <5 |  |  |  | Multi Transverse Mode |  |  |  | CW, Analog, or Digital | 10 | 10 | <10 | <10 | [94 empty] | -20 to 55 | [11 empty] | -40 to 70 |  |  |  |  | <2 | [37 empty] | Level 4 |  |  |  | 10, 20, 30, 45, 60 | [17 empty] | >50 |  | <=0.10 |  | Machine Vision, Life Sciences | 3D Proofing and Mapping, Flow Visualization, Fluorescence-Induced Inspection, Hot Steel-Plate, High-Speed Industrial Inspection, High-Speed Road & Rail Inspection, Lumbar Optimization, Tire Inspection, Transportation |  | https://www.coherent.com/lasers/laser/machine-vision-structured-light-lasers/powerline-laser |  | 2017-11-20
316 | PowerLine 808 | PowerLine Laser | Laser | CW |  | Diode | 500, 1000, 2000 | 1500 | 500 | 2000 | [29 empty] | Yes | Near IR | 808 | [48 empty] | 4 | [8 empty] | 5 | [21 empty] | >90 |  | <3 | [49 empty] | <5 |  |  |  | Multi Transverse Mode |  |  |  | CW, Analog, or Digital | 10 | 10 | <10 | <10 | [94 empty] | -20 to 55 | [11 empty] | -40 to 70 |  |  |  |  | <2 | [37 empty] | Level 4 |  |  |  | 10, 20, 30, 45, 60 | [17 empty] | >50 |  | <=0.10 |  | Machine Vision, Life Sciences | 3D Proofing and Mapping, Flow Visualization, Fluorescence-Induced Inspection, Hot Steel-Plate, High-Speed Industrial Inspection, High-Speed Road & Rail Inspection, Lumbar Optimization, Tire Inspection, Transportation |  | https://www.coherent.com/lasers/laser/machine-vision-structured-light-lasers/powerline-laser |  | 2017-11-20
317 | Sapphire Lasers | Sapphire Lasers | Laser | CW |  | OPSL |  | 490 | 10 | 500 | [29 empty] | Yes | Visible | 458 | 594 | 136 | 2 | 2 | [53 empty] | 10.8 | 15 | <60 | 60 | [40 empty] | <1.1 | [33 empty] | TEM00 | [33 empty] | 125 x 70 x 34 | 0.35 | [148 empty] | Life Sciences, Confocal Microscopy, Flow Cytometry, Genomics and Proteomics, High Throughput Drug Screening, Medical Diagnostics, Semiconductor Inspection, Holography, Interferometry, Raman Spectroscopy | Confocal Microscopy, Drug Discovery, Flow Cytometry, Medical Diagnosis, Sequencing, Genomics, Proteomics, Holography, Interferometry, Raman Spectroscopy |  | https://www.coherent.com/lasers/main/sapphire-lasers |  | 2017-10-11
318 | Sapphire FP (Fiber-Pigtailed) |  | Laser | CW |  | OPSL |  | 160 | 40 | 200 | [29 empty] | Yes | Visible | 458 | 594 | 136 | 2 | 2 | [53 empty] | 10.8 | 15 | <60 | 60 | [21 empty] | <1:1.1 | [18 empty] | <1.1 | [24 empty] | >100:1, linear, vertical | [8 empty] | TEM00 | [14 empty] | SM-PM | FC/APC; 8º angled | [10 empty] | 118 x 76 x 30 | 0.25 |  |  |  |  | 0.3 | 125 x 70 x 34 | 0.35 |  |  |  | 200 x 80 x 50 | 0.75 | [8 empty] | 171 x 104 x 55 | 0.95 | [17 empty] | 25 | [26 empty] | 50 | [6 empty] | -20 to 60 | 10 to 40 | [19 empty] | 0 to 95%, non-condensing | 0 to 100%, non-condensing | [11 empty] | 15 | [29 empty] | 3b | [17 empty] | Life Sciences, Confocal Microscopy, Flow Cytometry, Genomics and Proteomics, High Throughput Drug Screening, Medical Diagnostics, Semiconductor Inspection | Confocal Microscopy, Drug Discovery, Flow Cytometry, Medical Diagnosis, Sequencing, Genomics, Proteomics |  | https://www.coherent.com/lasers/laser/sapphire-fp-fiber-pigtailed
319 | Sapphire 458 FP | Sapphire Lasers | Laser | CW |  | OPSL | 40 | [15 empty] | <2 | [16 empty] | Yes | Visible | 458 |  |  | 2 | 2 | [53 empty] | 10.8 | 15 | <60 | 60 | [21 empty] | <1:1.1 | [18 empty] | <1.1 | [23 empty] | <1 (20 Hz to 20 kHz) | >100:1, linear, vertical | [6 empty] | <0.25 (20 Hz to 2 MHz) |  | TEM00 | [11 empty] | 1 |  |  | SM-PM | FC/APC; 8º angled | [5 empty] | 2 |  |  |  |  | 118 x 76 x 30 | 0.25 |  |  |  |  | 0.3 | 125 x 70 x 34 | 0.35 |  |  |  | 200 x 80 x 50 | 0.75 | [8 empty] | 171 x 104 x 55 | 0.95 | [17 empty] | 25 | [26 empty] | 50 | [6 empty] | -20 to 60 | 10 to 40 | [16 empty] | <5 |  |  | 0 to 95%, non-condensing | 0 to 100%, non-condensing | [11 empty] | 15 | [29 empty] | 3b | [17 empty] | Life Sciences, Confocal Microscopy, Flow Cytometry, Genomics and Proteomics, High Throughput Drug Screening, Medical Diagnostics, Semiconductor Inspection | Confocal Microscopy, Drug Discovery, Flow Cytometry, Medical Diagnosis, Sequencing, Genomics, Proteomics |  | https://www.coherent.com/lasers/laser/cw-solid-state-lasers/sapphire-lasers/sapphire-fp-fiber-pigtailed |  | 2017-09-01
320 | Sapphire 488 FP | Sapphire Lasers | Laser | CW |  | OPSL | 40, 80, 120, 200 | 160 | 40 | 200 | [12 empty] | <2 | [16 empty] | Yes | Visible | 488 |  |  | 2 | 2 | [53 empty] | 10.8 | 15 | <60 | 60 | [21 empty] | <1:1.1 | [18 empty] | <1.1 | [23 empty] | <1 (20 Hz to 20 kHz) | >100:1, linear, vertical | [6 empty] | <0.25 (20 Hz to 2 MHz) |  | TEM00 | [11 empty] | 1 |  |  | SM-PM | FC/APC; 8º angled | [5 empty] | 2 |  |  |  |  | 118 x 76 x 30 | 0.25 |  |  |  |  | 0.3 | 125 x 70 x 34 | 0.35 |  |  |  | 200 x 80 x 50 | 0.75 | [8 empty] | 171 x 104 x 55 | 0.95 | [17 empty] | 25 | [26 empty] | 50 | [6 empty] | -20 to 60 | 10 to 40 | [16 empty] | <5 |  |  | 0 to 95%, non-condensing | 0 to 100%, non-condensing | [11 empty] | 15 | [29 empty] | 3b | [17 empty] | Life Sciences, Confocal Microscopy, Flow Cytometry, Genomics and Proteomics, High Throughput Drug Screening, Medical Diagnostics, Semiconductor Inspection | Confocal Microscopy, Drug Discovery, Flow Cytometry, Medical Diagnosis, Sequencing, Genomics, Proteomics |  | https://www.coherent.com/lasers/laser/cw-solid-state-lasers/sapphire-lasers/sapphire-fp-fiber-pigtailed |  | 2017-09-01
321 | Sapphire 514 FP | Sapphire Lasers | Laser | CW |  | OPSL | 40, 80, 120 | 80 | 40 | 120 | [29 empty] | Yes | Visible | 514 |  |  | 2 | 2 | [53 empty] | 10.8 | 15 | <60 | 60 | [21 empty] | <1:1.1 | [18 empty] | <1.1 | [24 empty] | >100:1, linear, vertical | [8 empty] | TEM00 | [11 empty] | 1 |  |  | SM-PM | FC/APC; 8º angled | [5 empty] | 2 |  |  |  |  | 118 x 76 x 30 | 0.25 |  |  |  |  | 0.3 | 125 x 70 x 34 | 0.35 |  |  |  | 200 x 80 x 50 | 0.75 | [8 empty] | 171 x 104 x 55 | 0.95 | [17 empty] | 25 | [26 empty] | 50 | [6 empty] | -20 to 60 | 10 to 40 | [19 empty] | 0 to 95%, non-condensing | 0 to 100%, non-condensing | [11 empty] | 15 | [29 empty] | 3b | [17 empty] | Life Sciences, Confocal Microscopy, Flow Cytometry, Genomics and Proteomics, High Throughput Drug Screening, Medical Diagnostics, Semiconductor Inspection | Confocal Microscopy, Drug Discovery, Flow Cytometry, Medical Diagnosis, Sequencing, Genomics, Proteomics |  | https://www.coherent.com/lasers/laser/cw-solid-state-lasers/sapphire-lasers/sapphire-fp-fiber-pigtailed |  | 2017-09-01
322 | Sapphire 532 FP | Sapphire Lasers | Laser | CW |  | OPSL | 40, 80, 120, 200, 300 | 260 | 40 | 300 | [29 empty] | Yes | Visible | 532 |  |  | 2 | 2 | [53 empty] | 10.8 | 15 | <60 | 60 | [21 empty] | <1:1.1 | [18 empty] | <1.1 | [24 empty] | >100:1, linear, vertical | [8 empty] | TEM00 | [11 empty] | 1 |  |  | SM-PM | FC/APC; 8º angled | [5 empty] | 2 |  |  |  |  | 118 x 76 x 30 | 0.25 |  |  |  |  | 0.3 | 125 x 70 x 34 | 0.35 |  |  |  | 200 x 80 x 50 | 0.75 | [8 empty] | 171 x 104 x 55 | 0.95 | [17 empty] | 25 | [26 empty] | 50 | [6 empty] | -20 to 60 | 10 to 40 | [19 empty] | 0 to 95%, non-condensing | 0 to 100%, non-condensing | [11 empty] | 15 | [29 empty] | 3b | [17 empty] | Life Sciences, Confocal Microscopy, Flow Cytometry, Genomics and Proteomics, High Throughput Drug Screening, Medical Diagnostics, Semiconductor Inspection | Confocal Microscopy, Drug Discovery, Flow Cytometry, Medical Diagnosis, Sequencing, Genomics, Proteomics |  | https://www.coherent.com/lasers/laser/cw-solid-state-lasers/sapphire-lasers/sapphire-fp-fiber-pigtailed |  | 2017-09-01
323 | Sapphire 552 FP | Sapphire Lasers | Laser | CW |  | OPSL | 40, 80, 120 | 80 | 40 | 120 | [29 empty] | Yes | Visible | 552 |  |  | 2 | 2 | [53 empty] | 10.8 | 15 | <60 | 60 | [21 empty] | <1:1.1 | [18 empty] | <1.1 | [24 empty] | >100:1, linear, vertical | [8 empty] | TEM00 | [11 empty] | 1 |  |  | SM-PM | FC/APC; 8º angled | [5 empty] | 2 |  |  |  |  | 118 x 76 x 30 | 0.25 |  |  |  |  | 0.3 | 125 x 70 x 34 | 0.35 |  |  |  | 200 x 80 x 50 | 0.75 | [8 empty] | 171 x 104 x 55 | 0.95 | [17 empty] | 25 | [26 empty] | 50 | [6 empty] | -20 to 60 | 10 to 40 | [19 empty] | 0 to 95%, non-condensing | 0 to 100%, non-condensing | [11 empty] | 15 | [29 empty] | 3b | [17 empty] | Life Sciences, Confocal Microscopy, Flow Cytometry, Genomics and Proteomics, High Throughput Drug Screening, Medical Diagnostics, Semiconductor Inspection | Confocal Microscopy, Drug Discovery, Flow Cytometry, Medical Diagnosis, Sequencing, Genomics, Proteomics |  | https://www.coherent.com/lasers/laser/cw-solid-state-lasers/sapphire-lasers/sapphire-fp-fiber-pigtailed |  | 2017-09-01
324 | Sapphire 561 FP | Sapphire Lasers | Laser | CW |  | OPSL | 40, 80, 120, 200 | 160 | 40 | 200 | [29 empty] | Yes | Visible | 561 |  |  | 2 | 2 | [53 empty] | 10.8 | 15 | <60 | 60 | [21 empty] | <1:1.1 | [18 empty] | <1.1 | [24 empty] | >100:1, linear, vertical | [8 empty] | TEM00 | [11 empty] | 1 |  |  | SM-PM | FC/APC; 8º angled | [5 empty] | 2 |  |  |  |  | 118 x 76 x 30 | 0.25 |  |  |  |  | 0.3 | 125 x 70 x 34 | 0.35 |  |  |  | 200 x 80 x 50 | 0.75 | [8 empty] | 171 x 104 x 55 | 0.95 | [17 empty] | 25 | [26 empty] | 50 | [6 empty] | -20 to 60 | 10 to 40 | [19 empty] | 0 to 95%, non-condensing | 0 to 100%, non-condensing | [11 empty] | 15 | [29 empty] | 3b | [17 empty] | Life Sciences, Confocal Microscopy, Flow Cytometry, Genomics and Proteomics, High Throughput Drug Screening, Medical Diagnostics, Semiconductor Inspection | Confocal Microscopy, Drug Discovery, Flow Cytometry, Medical Diagnosis, Sequencing, Genomics, Proteomics |  | https://www.coherent.com/lasers/laser/cw-solid-state-lasers/sapphire-lasers/sapphire-fp-fiber-pigtailed |  | 2017-09-01
325 | Sapphire 588 FP | Sapphire Lasers | Laser | CW |  | OPSL | 40 | [32 empty] | Yes | Visible | 588 |  |  | 2 | 2 | [53 empty] | 10.8 | 15 | <60 | 60 | [21 empty] | <1:1.1 | [18 empty] | <1.1 | [24 empty] | >100:1, linear, vertical | [8 empty] | TEM00 | [11 empty] | 1 |  |  | SM-PM | FC/APC; 8º angled | [5 empty] | 2 |  |  |  |  | 118 x 76 x 30 | 0.25 |  |  |  |  | 0.3 | 125 x 70 x 34 | 0.35 |  |  |  | 200 x 80 x 50 | 0.75 | [8 empty] | 171 x 104 x 55 | 0.95 | [17 empty] | 25 | [26 empty] | 50 | [6 empty] | -20 to 60 | 10 to 40 | [19 empty] | 0 to 95%, non-condensing | 0 to 100%, non-condensing | [11 empty] | 15 | [29 empty] | 3b | [17 empty] | Life Sciences, Confocal Microscopy, Flow Cytometry, Genomics and Proteomics, High Throughput Drug Screening, Medical Diagnostics, Semiconductor Inspection | Confocal Microscopy, Drug Discovery, Flow Cytometry, Medical Diagnosis, Sequencing, Genomics, Proteomics |  | https://www.coherent.com/lasers/laser/cw-solid-state-lasers/sapphire-lasers/sapphire-fp-fiber-pigtailed |  | 2017-09-01
326 | Sapphire 594 FP | Sapphire Lasers | Laser | CW |  | OPSL | 40 | [32 empty] | Yes | Visible | 594 |  |  | 2 | 2 | [53 empty] | 10.8 | 15 | <60 | 60 | [21 empty] | <1:1.1 | [18 empty] | <1.1 | [24 empty] | >100:1, linear, vertical | [8 empty] | TEM00 | [11 empty] | 1 |  |  | SM-PM | FC/APC; 8º angled | [5 empty] | 2 |  |  |  |  | 118 x 76 x 30 | 0.25 |  |  |  |  | 0.3 | 125 x 70 x 34 | 0.35 |  |  |  | 200 x 80 x 50 | 0.75 | [8 empty] | 171 x 104 x 55 | 0.95 | [17 empty] | 25 | [26 empty] | 50 | [6 empty] | -20 to 60 | 10 to 40 | [19 empty] | 0 to 95%, non-condensing | 0 to 100%, non-condensing | [11 empty] | 15 | [29 empty] | 3b | [17 empty] | Life Sciences, Confocal Microscopy, Flow Cytometry, Genomics and Proteomics, High Throughput Drug Screening, Medical Diagnostics, Semiconductor Inspection | Confocal Microscopy, Drug Discovery, Flow Cytometry, Medical Diagnosis, Sequencing, Genomics, Proteomics |  | https://www.coherent.com/lasers/laser/cw-solid-state-lasers/sapphire-lasers/sapphire-fp-fiber-pigtailed |  | 2017-09-01
327 | Sapphire LP | Sapphire Lasers | Laser | CW |  | OPSL |  | 280 | 20 | 300 | [12 empty] | <2 | [16 empty] | Yes | Visible | 458 | 588 | 130 | 2 | 2 | [53 empty] | 10.8 | 15 | <60 | 60 | [21 empty] | 0.9 to 1.1 |  | 0.7 ± 0.05 | [16 empty] | <1.1 | [23 empty] | <1 (20 Hz to 20 kHz) | >100:1, vertical |  |  |  |  | <30 |  | <0.25 (20 Hz to 2 MHz) |  | TEM00 | [26 empty] | 117.8 x 76.2 x 30 | 0.25 | [5 empty] | 125 x 70 x 34 | 0.35 |  |  |  | 200 x 80 x 50 | 0.75 | [8 empty] | 171 x 104 x 55 | 0.95 | [52 empty] | 10 to 40 | [16 empty] | <5 | [55 empty] | FieldMax II-TO |  |  |  |  | PS10Q |  |  | Life Sciences, Flow Cytometry, Confocal Microscopy, Genomics and Proteomics, High Throughput Drug Screening, Medical Diagnostics, Micro Array Scanning, Semiconductor Inspection, Metrology | Confocal Microscopy, Drug Discovery, Flow Cytometry, Medical Diagnosis, Sequencing, Genomics, Proteomics | Fluorescence Excitation | https://www.coherent.com/lasers/laser/sapphire-lp-low-power
328 | Sapphire 458 LP | Sapphire Lasers | Laser | CW |  | OPSL | 20, 50, 75 | 55 | 20 | 75 | [12 empty] | <2 | [16 empty] | Yes | Visible | 458 |  |  | 2 | 2 | [53 empty] | 10.8 | 15 | <60 | 60 | [21 empty] | 0.9 to 1.1 |  | 0.7 ± 0.05 |  | <1.2 | [14 empty] | <1.1 | [23 empty] | <1 (20 Hz to 20 kHz) | >100:1, vertical |  |  |  |  | <30 |  | <0.25 (20 Hz to 2 MHz) |  | TEM00 | [21 empty] | 2 |  |  |  |  | 117.8 x 76.2 x 30 | 0.25 |  |  |  |  | 0.3 | 125 x 70 x 34 | 0.35 |  |  |  | 200 x 80 x 50 | 0.75 | [7 empty] | 1.7 | 171 x 104 x 55 | 0.95 | [17 empty] | 25 (baseplate at 50℃) | [26 empty] | +50℃ | [6 empty] | -30 to 60 | 10 to 40 | [16 empty] | <5 | [15 empty] | 7 laterally, 15 vertically | [6 empty] | ±200 | ±2.5 | ±0.25 | [30 empty] | FieldMax II-TO |  |  |  |  | PS10Q |  |  | Life Sciences, Flow Cytometry, Confocal Microscopy, Genomics and Proteomics, High Throughput Drug Screening, Medical Diagnostics, Micro Array Scanning, Semiconductor Inspection, Metrology | Confocal Microscopy, Drug Discovery, Flow Cytometry, Medical Diagnosis, Sequencing, Genomics, Proteomics | Fluorescence Excitation | https://www.coherent.com/lasers/laser/sapphire-lasers/sapphire-lp-low-power |  | 2017-09-01
329 | Sapphire 488 LP | Sapphire Lasers | Laser | CW |  | OPSL | 10, 20, 25, 30, 40, 50, 75, 100, 150, 200, 300 | 290 | 10 | 300 | [12 empty] | <2 | [16 empty] | Yes | Visible | 488 |  |  | 2 | 2 | [53 empty] | 10.8 | 15 | <60 | 60 | [21 empty] | 0.9 to 1.1 |  | 0.7 ± 0.05 |  | <1.2 | [14 empty] | <1.1 | [23 empty] | <1 (20 Hz to 20 kHz) | >100:1, vertical |  |  |  |  | <30 |  | <0.25 (20 Hz to 2 MHz) |  | TEM00 | [21 empty] | 2 |  |  |  |  | 117.8 x 76.2 x 30 | 0.25 |  |  |  |  | 0.3 | 125 x 70 x 34 | 0.35 |  |  |  | 200 x 80 x 50 | 0.75 | [7 empty] | 1.7 | 171 x 104 x 55 | 0.95 | [17 empty] | 25 (baseplate at 55℃/50℃) | [26 empty] | +55℃, +50℃ | [6 empty] | -30 to 60 | 10 to 40 | [16 empty] | <5 | [15 empty] | 7 laterally, 15 vertically | [6 empty] | ±200 | ±2.5 | ±0.25 | [30 empty] | FieldMax II-TO |  |  |  |  | PS10Q |  |  | Life Sciences, Flow Cytometry, Confocal Microscopy, Genomics and Proteomics, High Throughput Drug Screening, Medical Diagnostics, Micro Array Scanning, Semiconductor Inspection, Metrology | Confocal Microscopy, Drug Discovery, Flow Cytometry, Medical Diagnosis, Sequencing, Genomics, Proteomics | Fluorescence Excitation | https://www.coherent.com/lasers/laser/sapphire-lasers/sapphire-lp-low-power |  | 2017-09-01
330 | Sapphire 514 LP | Sapphire Lasers | Laser | CW |  | OPSL | 20, 50, 75, 100, 150 | 130 | 20 | 150 | [12 empty] | <2 | [16 empty] | Yes | Visible | 514 |  |  | 2 | 2 | [53 empty] | 10.8 | 15 | <60 | 60 | [21 empty] | 0.9 to 1.1 |  | 0.7 ± 0.05 |  | <1.3 | [14 empty] | <1.1 | [23 empty] | <1 (20 Hz to 20 kHz) | >100:1, vertical |  |  |  |  | <30 |  | <0.25 (20 Hz to 2 MHz) |  | TEM00 | [21 empty] | 2 |  |  |  |  | 117.8 x 76.2 x 30 | 0.25 |  |  |  |  | 0.3 | 125 x 70 x 34 | 0.35 |  |  |  | 200 x 80 x 50 | 0.75 | [7 empty] | 1.7 | 171 x 104 x 55 | 0.95 | [17 empty] | 25 (baseplate at 50℃) | [26 empty] | +50℃ | [6 empty] | -30 to 60 | 10 to 40 | [16 empty] | <5 | [15 empty] | 7 laterally, 15 vertically | [6 empty] | ±200 | ±2.5 | ±0.25 | [30 empty] | FieldMax II-TO |  |  |  |  | PS10Q |  |  | Life Sciences, Flow Cytometry, Confocal Microscopy, Genomics and Proteomics, High Throughput Drug Screening, Medical Diagnostics, Micro Array Scanning, Semiconductor Inspection, Metrology | Confocal Microscopy, Drug Discovery, Flow Cytometry, Medical Diagnosis, Sequencing, Genomics, Proteomics | Fluorescence Excitation | https://www.coherent.com/lasers/laser/sapphire-lasers/sapphire-lp-low-power |  | 2017-09-01
331 | Sapphire 532 LP | Sapphire Lasers | Laser | CW |  | OPSL | 20, 50, 75, 100, 150, 200, 300 | 280 | 20 | 300 | [12 empty] | <2 | [16 empty] | Yes | Visible | 532 |  |  | 2 | 2 | [53 empty] | 10.8 | 15 | <60 | 60 | [21 empty] | 0.9 to 1.1 |  | 0.7 ± 0.05 |  | <1.3 | [14 empty] | <1.1 | [23 empty] | <1 (20 Hz to 20 kHz) | >100:1, vertical |  |  |  |  | <30 |  | <0.25 (20 Hz to 2 MHz) |  | TEM00 | [21 empty] | 2 |  |  |  |  | 117.8 x 76.2 x 30 | 0.25 |  |  |  |  | 0.3 | 125 x 70 x 34 | 0.35 |  |  |  | 200 x 80 x 50 | 0.75 | [7 empty] | 1.7 | 171 x 104 x 55 | 0.95 | [17 empty] | 25 (baseplate at 50℃) | [26 empty] | +50℃ | [6 empty] | -30 to 60 | 10 to 40 | [16 empty] | <5 | [15 empty] | 7 laterally, 15 vertically | [6 empty] | ±200 | ±2.5 | ±0.25 | [30 empty] | FieldMax II-TO |  |  |  |  | PS10Q |  |  | Life Sciences, Flow Cytometry, Confocal Microscopy, Genomics and Proteomics, High Throughput Drug Screening, Medical Diagnostics, Micro Array Scanning, Semiconductor Inspection, Metrology | Confocal Microscopy, Drug Discovery, Flow Cytometry, Medical Diagnosis, Sequencing, Genomics, Proteomics | Fluorescence Excitation | https://www.coherent.com/lasers/laser/sapphire-lasers/sapphire-lp-low-power |  | 2017-09-01
332 | Sapphire 552 LP | Sapphire Lasers | Laser | CW |  | OPSL | 50, 75, 100, 150, 200 | 150 | 50 | 200 | [12 empty] | <2 | [16 empty] | Yes | Visible | 552 |  |  | 2 | 2 | [53 empty] | 10.8 | 15 | <60 | 60 | [21 empty] | 0.9 to 1.1 |  | 0.7 ± 0.05 |  | <1.3 | [14 empty] | <1.1 | [23 empty] | <1 (20 Hz to 20 kHz) | >100:1, vertical |  |  |  |  | <30 |  | <0.25 (20 Hz to 2 MHz) |  | TEM00 | [21 empty] | 2 |  |  |  |  | 117.8 x 76.2 x 30 | 0.25 |  |  |  |  | 0.3 | 125 x 70 x 34 | 0.35 |  |  |  | 200 x 80 x 50 | 0.75 | [7 empty] | 1.7 | 171 x 104 x 55 | 0.95 | [17 empty] | 25 (baseplate at 50℃) | [26 empty] | +50℃ | [6 empty] | -30 to 60 | 10 to 40 | [16 empty] | <5 | [15 empty] | 7 laterally, 15 vertically | [6 empty] | ±200 | ±2.5 | ±0.25 | [30 empty] | FieldMax II-TO |  |  |  |  | PS10Q |  |  | Life Sciences, Flow Cytometry, Confocal Microscopy, Genomics and Proteomics, High Throughput Drug Screening, Medical Diagnostics, Micro Array Scanning, Semiconductor Inspection, Metrology | Confocal Microscopy, Drug Discovery, Flow Cytometry, Medical Diagnosis, Sequencing, Genomics, Proteomics | Fluorescence Excitation | https://www.coherent.com/lasers/laser/sapphire-lasers/sapphire-lp-low-power |  | 2017-09-01
333 | Sapphire 561 LP | Sapphire Lasers | Laser | CW |  | OPSL | 20, 50, 75, 100, 150, 200, 300 | 280 | 20 | 300 | [12 empty] | <2 | [16 empty] | Yes | Visible | 561 |  |  | 2 | 2 | [53 empty] | 10.8 | 15 | <60 | 60 | [21 empty] | 0.9 to 1.1 |  | 0.7 ± 0.05 |  | <1.3 | [14 empty] | <1.1 | [23 empty] | <1 (20 Hz to 20 kHz) | >100:1, vertical |  |  |  |  | <30 |  | <0.25 (20 Hz to 2 MHz) |  | TEM00 | [21 empty] | 2 |  |  |  |  | 117.8 x 76.2 x 30 | 0.25 |  |  |  |  | 0.3 | 125 x 70 x 34 | 0.35 |  |  |  | 200 x 80 x 50 | 0.75 | [7 empty] | 1.7 | 171 x 104 x 55 | 0.95 | [17 empty] | 25 (baseplate at 50℃) | [26 empty] | +50℃ | [6 empty] | -30 to 60 | 10 to 40 | [16 empty] | <5 | [15 empty] | 7 laterally, 15 vertically | [6 empty] | ±200 | ±2.5 | ±0.25 | [30 empty] | FieldMax II-TO |  |  |  |  | PS10Q |  |  | Life Sciences, Flow Cytometry, Confocal Microscopy, Genomics and Proteomics, High Throughput Drug Screening, Medical Diagnostics, Micro Array Scanning, Semiconductor Inspection, Metrology | Confocal Microscopy, Drug Discovery, Flow Cytometry, Medical Diagnosis, Sequencing, Genomics, Proteomics | Fluorescence Excitation | https://www.coherent.com/lasers/laser/sapphire-lasers/sapphire-lp-low-power |  | 2017-09-01
334 | Sapphire 568 LP | Sapphire Lasers | Laser | CW |  | OPSL | 50, 75, 100, 150, 200 | 150 | 50 | 200 | [12 empty] | <2 | [16 empty] | Yes | Visible | 568 |  |  | 2 | 2 | [53 empty] | 10.8 | 15 | <60 | 60 | [21 empty] | 0.9 to 1.1 |  | 0.7 ± 0.05 |  | <1.3 | [14 empty] | <1.1 | [23 empty] | <1 (20 Hz to 20 kHz) | >100:1, vertical |  |  |  |  | <30 |  | <0.25 (20 Hz to 2 MHz) |  | TEM00 | [21 empty] | 2 |  |  |  |  | 117.8 x 76.2 x 30 | 0.25 |  |  |  |  | 0.3 | 125 x 70 x 34 | 0.35 |  |  |  | 200 x 80 x 50 | 0.75 | [7 empty] | 1.7 | 171 x 104 x 55 | 0.95 | [17 empty] | 25 (baseplate at 50℃) | [26 empty] | +50℃ | [6 empty] | -30 to 60 | 10 to 40 | [16 empty] | <5 | [15 empty] | 7 laterally, 15 vertically | [6 empty] | ±200 | ±2.5 | ±0.25 | [30 empty] | FieldMax II-TO |  |  |  |  | PS10Q |  |  | Life Sciences, Flow Cytometry, Confocal Microscopy, Genomics and Proteomics, High Throughput Drug Screening, Medical Diagnostics, Micro Array Scanning, Semiconductor Inspection, Metrology | Confocal Microscopy, Drug Discovery, Flow Cytometry, Medical Diagnosis, Sequencing, Genomics, Proteomics | Fluorescence Excitation | https://www.coherent.com/lasers/laser/sapphire-lasers/sapphire-lp-low-power |  | 2017-09-01
335 | Sapphire 588 LP | Sapphire Lasers | Laser | CW |  | OPSL | 20, 50, 75, 100 | 80 | 20 | 100 | [12 empty] | <2 | [16 empty] | Yes | Visible | 588 |  |  | 2 | 2 | [53 empty] | 10.8 | 15 | <60 | 60 | [21 empty] | 0.9 to 1.1 |  | 0.7 ± 0.05 |  | <1.3 | [14 empty] | <1.1 | [23 empty] | <1 (20 Hz to 20 kHz) | >100:1, vertical |  |  |  |  | <30 |  | <0.25 (20 Hz to 2 MHz) |  | TEM00 | [21 empty] | 2 |  |  |  |  | 117.8 x 76.2 x 30 | 0.25 |  |  |  |  | 0.3 | 125 x 70 x 34 | 0.35 |  |  |  | 200 x 80 x 50 | 0.75 | [7 empty] | 1.7 | 171 x 104 x 55 | 0.95 | [17 empty] | 25 (baseplate at 50℃) | [26 empty] | +50℃ | [6 empty] | -30 to 60 | 10 to 40 | [16 empty] | <5 | [15 empty] | 7 laterally, 15 vertically | [6 empty] | ±200 | ±2.5 | ±0.25 | [30 empty] | FieldMax II-TO |  |  |  |  | PS10Q |  |  | Life Sciences, Flow Cytometry, Confocal Microscopy, Genomics and Proteomics, High Throughput Drug Screening, Medical Diagnostics, Micro Array Scanning, Semiconductor Inspection, Metrology | Confocal Microscopy, Drug Discovery, Flow Cytometry, Medical Diagnosis, Sequencing, Genomics, Proteomics | Fluorescence Excitation | https://www.coherent.com/lasers/laser/sapphire-lasers/sapphire-lp-low-power |  | 2017-09-01
336 | Sapphire 594 LP | Sapphire Lasers | Laser | CW |  | OPSL | 20, 50, 75 | 55 | 20 | 75 | [12 empty] | <2 | [16 empty] | Yes | Visible | 594 |  |  | 2 | 2 | [53 empty] | 10.8 | 15 | <60 | 60 | [21 empty] | 0.9 to 1.1 |  | 0.7 ± 0.05 |  | <1.3 | [14 empty] | <1.1 | [23 empty] | <1 (20 Hz to 20 kHz) | >100:1, vertical |  |  |  |  | <30 |  | <0.25 (20 Hz to 2 MHz) |  | TEM00 | [21 empty] | 2 |  |  |  |  | 117.8 x 76.2 x 30 | 0.25 |  |  |  |  | 0.3 | 125 x 70 x 34 | 0.35 |  |  |  | 200 x 80 x 50 | 0.75 | [7 empty] | 1.7 | 171 x 104 x 55 | 0.95 | [17 empty] | 25 (baseplate at 50℃) | [26 empty] | +50℃ | [6 empty] | -30 to 60 | 10 to 40 | [16 empty] | <5 | [15 empty] | 7 laterally, 15 vertically | [6 empty] | ±200 | ±2.5 | ±0.25 | [30 empty] | FieldMax II-TO |  |  |  |  | PS10Q |  |  | Life Sciences, Flow Cytometry, Confocal Microscopy, Genomics and Proteomics, High Throughput Drug Screening, Medical Diagnostics, Micro Array Scanning, Semiconductor Inspection, Metrology | Confocal Microscopy, Drug Discovery, Flow Cytometry, Medical Diagnosis, Sequencing, Genomics, Proteomics | Fluorescence Excitation | https://www.coherent.com/lasers/laser/sapphire-lasers/sapphire-lp-low-power |  | 2017-09-01
337 | Sapphire 488 LPX | Sapphire Lasers | Laser | CW |  | OPSL | 300, 400 | 100 | 300 | 400 | [12 empty] | <2 | [16 empty] | Yes | Visible | 488 |  |  | 2 | 2 | [53 empty] | 10.8 | 15 | <60 | 60 |  |  |  |  | <=1000000 (10 to 90%) |  |  | <=1000000 (10 to 90%) | [5 empty] | <=10000 (10 to 90%) |  | <=200000 (10 to 90%) | [5 empty] | 0.9 to 1.1 |  | 0.7 ± 0.05 |  | <1.2 | [14 empty] | <1.1 | [23 empty] | <=1 (20 Hz to 20 kHz) | >100:1, vertical, linear |  |  |  |  | <30 |  | <=0.25 (20 Hz to 2 MHz) |  | TEM00 | [21 empty] | 1 |  |  |  |  | 117.8 x 76.2 x 30 | 0.25 | [5 empty] | 125 x 70 x 34 | 0.35 |  |  |  | 200 x 80 x 50 | 0.75 | [8 empty] | 171 x 104 x 55 | 0.95 | [17 empty] | 30 (baseplate at 50℃) | [26 empty] | +50℃ | [6 empty] | -20 to 60 | 10 to 40 | [16 empty] | <5 |  |  | 0 to 100, non-condensing | 0 to 95, non-condensing | [17 empty] | ±2.5 |  |  |  |  | ±0.25 | [28 empty] | FieldMax II-TO |  |  |  |  | PS10Q |  |  | Life Sciences, Flow Cytometry, Confocal Microscopy, Genomics and Proteomics, High Throughput Drug Screening, Medical Diagnostics, Micro Array Scanning, Semiconductor Inspection, Metrology | Confocal Microscopy, Drug Discovery, Flow Cytometry, Medical Diagnosis, Sequencing, Genomics, Proteomics | Fluorescence Excitation | https://www.coherent.com/lasers/laser/sapphire-lasers/sapphire-lp-low-power |  | 2017-09-01
338 | Sapphire 532 LPX | Sapphire Lasers | Laser | CW |  | OPSL | 300, 400, 500 | 200 | 300 | 500 | [12 empty] | <2 | [16 empty] | Yes | Visible | 532 |  |  | 2 | 2 | [53 empty] | 10.8 | 15 | <60 | 60 |  |  |  |  | <=1000000 (10 to 90%) |  |  | <=1000000 (10 to 90%) | [5 empty] | <=10000 (10 to 90%) |  | <=200000 (10 to 90%) | [5 empty] | 0.9 to 1.1 |  | 0.7 ± 0.05 |  | <1.3 | [14 empty] | <1.1 | [23 empty] | <=1 (20 Hz to 20 kHz) | >100:1, vertical, linear |  |  |  |  | <30 |  | <=0.25 (20 Hz to 2 MHz) |  | TEM00 | [21 empty] | 1 |  |  |  |  | 117.8 x 76.2 x 30 | 0.25 | [5 empty] | 125 x 70 x 34 | 0.35 |  |  |  | 200 x 80 x 50 | 0.75 | [8 empty] | 171 x 104 x 55 | 0.95 | [17 empty] | 30 (baseplate at 50℃) | [26 empty] | +50℃ | [6 empty] | -20 to 60 | 10 to 40 | [16 empty] | <5 |  |  | 0 to 100, non-condensing | 0 to 95, non-condensing | [17 empty] | ±2.5 |  |  |  |  | ±0.25 | [28 empty] | FieldMax II-TO |  |  |  |  | PS10Q |  |  | Life Sciences, Flow Cytometry, Confocal Microscopy, Genomics and Proteomics, High Throughput Drug Screening, Medical Diagnostics, Micro Array Scanning, Semiconductor Inspection, Metrology | Confocal Microscopy, Drug Discovery, Flow Cytometry, Medical Diagnosis, Sequencing, Genomics, Proteomics | Fluorescence Excitation | https://www.coherent.com/lasers/laser/sapphire-lasers/sapphire-lp-low-power |  | 2017-09-01
339 | Sapphire 561 LPX | Sapphire Lasers | Laser | CW |  | OPSL | 300, 400 | 100 | 300 | 400 | [12 empty] | <2 | [16 empty] | Yes | Visible | 561 |  |  | 2 | 2 | [53 empty] | 10.8 | 15 | <60 | 60 |  |  |  |  | <=1000000 (10 to 90%) |  |  | <=1000000 (10 to 90%) | [5 empty] | <=10000 (10 to 90%) |  | <=200000 (10 to 90%) | [5 empty] | 0.9 to 1.1 |  | 0.7 ± 0.05 |  | <1.3 | [14 empty] | <1.1 | [23 empty] | <=1 (20 Hz to 20 kHz) | >100:1, vertical, linear |  |  |  |  | <30 |  | <=0.25 (20 Hz to 2 MHz) |  | TEM00 | [21 empty] | 1 |  |  |  |  | 117.8 x 76.2 x 30 | 0.25 | [5 empty] | 125 x 70 x 34 | 0.35 |  |  |  | 200 x 80 x 50 | 0.75 | [8 empty] | 171 x 104 x 55 | 0.95 | [17 empty] | 30 (baseplate at 50℃) | [26 empty] | +50℃ | [6 empty] | -20 to 60 | 10 to 40 | [16 empty] | <5 |  |  | 0 to 100, non-condensing | 0 to 95, non-condensing | [17 empty] | ±2.5 |  |  |  |  | ±0.25 | [28 empty] | FieldMax II-TO |  |  |  |  | PS10Q |  |  | Life Sciences, Flow Cytometry, Confocal Microscopy, Genomics and Proteomics, High Throughput Drug Screening, Medical Diagnostics, Micro Array Scanning, Semiconductor Inspection, Metrology | Confocal Microscopy, Drug Discovery, Flow Cytometry, Medical Diagnosis, Sequencing, Genomics, Proteomics | Fluorescence Excitation | https://www.coherent.com/lasers/laser/sapphire-lasers/sapphire-lp-low-power |  | 2017-09-01
340 | Sapphire SF (Single-Frequency) | Sapphire Lasers | Laser | CW |  | OPSL |  | 130 | 20 | 150 | [12 empty] | <2 | [16 empty] | Yes | Visible | 488 | 532 | 44 | 2 | 2 | [47 empty] | Analog, RS-232, USB | [5 empty] | 10.8 | 15 | <60 | 60 | [21 empty] | 0.9 to 1.1 |  | 0.7 ± 0.05 |  | <1.3 | [14 empty] | <1.1 | [23 empty] | <1 (20 Hz to 20 kHz) | >100:1, vertical |  |  |  |  | <30 |  | <0.25 (20 Hz to 2 MHz) | <1.5 | TEM00 | [26 empty] | 117.8 x 76.2 x 30 | 0.25 |  |  |  |  | 0.3 | 125 x 70 x 34 | 0.35 |  |  |  | 200 x 80 x 50 | 0.75 | [7 empty] | 1.7 | 172 x 105 x 55 | 0.95 | [17 empty] | 25 (baseplate at 50℃) | [26 empty] | +50℃ | [6 empty] | -30 to 60 | 10 to 40 | [16 empty] | <5 | [15 empty] | 7 laterally, 15 vertically | [6 empty] | ±200 | ±2.5 | ±0.25 | [38 empty] | Holography, Interferometry, Raman Spectroscopy | Holography, Interferometry, Raman Spectroscopy |  | https://www.coherent.com/lasers/laser/sapphire-sf-single-frequency
341 | Sapphire 488 SF | Sapphire Lasers | Laser | CW |  | OPSL | 20, 50, 100 | 80 | 20 | 100 | [12 empty] | <2 | [16 empty] | Yes | Visible | 488 |  |  | 2 | 2 | [47 empty] | Analog, RS-232, USB | [5 empty] | 10.8 | 15 | <60 | 60 | [21 empty] | 0.9 to 1.1 |  | 0.7 ± 0.05 |  | <1.3 | [14 empty] | <1.1 | [23 empty] | <1 (20 Hz to 20 kHz) | >100:1, vertical |  |  |  |  | <30 |  | <0.25 (20 Hz to 2 MHz) | <1.5 | TEM00 | [21 empty] | 2 |  |  |  |  | 117.8 x 76.2 x 30 | 0.25 |  |  |  |  | 0.3 | 125 x 70 x 34 | 0.35 |  |  |  | 200 x 80 x 50 | 0.75 | [7 empty] | 1.7 | 172 x 105 x 55 | 0.95 | [17 empty] | 25 (baseplate at 50℃) | [26 empty] | +50℃ | [6 empty] | -30 to 60 | 10 to 40 | [16 empty] | <5 | [15 empty] | 7 laterally, 15 vertically | [6 empty] | ±200 | ±2.5 | ±0.25 | [38 empty] | Holography, Interferometry, Raman Spectroscopy | Holography, Interferometry, Raman Spectroscopy |  | https://www.coherent.com/lasers/laser/sapphire-sf-single-frequency |  | 2017-09-01
342 | Sapphire 532 SF | Sapphire Lasers | Laser | CW |  | OPSL | 20, 50, 100, 150 | 130 | 20 | 150 | [12 empty] | <2 | [16 empty] | Yes | Visible | 532 |  |  | 2 | 2 | [47 empty] | Analog, RS-232, USB | [5 empty] | 10.8 | 15 | <60 | 60 | [21 empty] | 0.9 to 1.1 |  | 0.7 ± 0.05 |  | <1.3 | [14 empty] | <1.1 | [23 empty] | <1 (20 Hz to 20 kHz) | >100:1, vertical |  |  |  |  | <30 |  | <0.25 (20 Hz to 2 MHz) | <1.5 | TEM00 | [21 empty] | 2 |  |  |  |  | 117.8 x 76.2 x 30 | 0.25 |  |  |  |  | 0.3 | 125 x 70 x 34 | 0.35 |  |  |  | 200 x 80 x 50 | 0.75 | [7 empty] | 1.7 | 172 x 105 x 55 | 0.95 | [17 empty] | 25 (baseplate at 50℃) | [26 empty] | +50℃ | [6 empty] | -30 to 60 | 10 to 40 | [16 empty] | <5 | [15 empty] | 7 laterally, 15 vertically | [6 empty] | ±200 | ±2.5 | ±0.25 | [38 empty] | Holography, Interferometry, Raman Spectroscopy | Holography, Interferometry, Raman Spectroscopy |  | https://www.coherent.com/lasers/laser/sapphire-lasers/sapphire-sf-single-frequency |  | 2017-09-01
343 | StingRay and BioRay Laser Diode Modules | StingRay and BioRay Laser Diode Modules | Laser | CW |  | Diode |  | 199 | 1 | 200 | [12 empty] | <2 | [5 empty] | 5 | [10 empty] | Yes | Visible - Near IR | 405 | 830 | 425 | <19 | <19 | [44 empty] | 0.2 | [8 empty] | 5 | 24 | <5 | 5 | [20 empty] | <3 | [19 empty] | <1.5 | [14 empty] | 19.05 | [8 empty] | <1 (20 Hz to 20 kHz) | [6 empty] | <10 | <0.5 (20 Hz to 20 MHz) |  | TEM00 | [63 empty] | 0.07 | [37 empty] | -20 to 60 | -10 to 50 | [16 empty] | <5 | [37 empty] | EN61326-1 (8 kV Air Discharge, 4 kV Contact Discharge) | [8 empty] | Orange, RS-232 Transmit for models with RS-232 option installed | White, RS-232 Receive for models with RS-232 option installed | White/Black, RS-232 signal ground | Green, Open collector output, 30 Volts DC maximum, 100 ma current load maximum | Red, Power supply input for +5 to +24 Volts DC, Recommended 12 VDC | Black, Power Supply Ground | Blue, Modulation input kOhm input impedance, 5 Volts maximum | Red/Black, Modulation Ground | Aluminum 6061 T1 | [8 empty] | Life Sciences, Machine Vision, Microscopy, Cytometry, Medical Imaging and Instrumentation, Genetics, High Throughput Screening, 3D Profiling, Industrial | 3D Contour Mapping, 3D Proofing and Mapping, Automotive Alignment, Bio-Detection, Food Inspection, High-Speed Road & Rail Inspection, Hot-Steel Plate, Weld Steam Inspection, Transportation, Semiconductor Inspection, Positioning & Visualization |  | https://www.coherent.com/lasers/laser/machine-vision-structured-light-lasers/stingray-and-bioray-lasers |  | 2017-10-12
344 | StingRay | StingRay and BioRay Laser Diode Modules | Laser | CW |  | Diode | 10, 20, 35, 50 | 40 | 10 | 50 | [12 empty] | <2 | [5 empty] | 5 | [10 empty] | Yes | Visible | 450 |  |  | 10 | 10 | [44 empty] | 0.2 | [8 empty] | 5 | 24 | <5 | 5 | [20 empty] | <3 | [19 empty] | <1.5 | [14 empty] | 19.05 | [8 empty] | <1 (20 Hz to 20 kHz) | [6 empty] | <10 | <0.5 (20 Hz to 20 MHz) |  | TEM00 | [30 empty] | 95 x 31.4 x 14.4 | [32 empty] | 0.07 | [37 empty] | -20 to 60 | -10 to 50 | [16 empty] | <5 | [37 empty] | EN61326-1 (8 kV Air Discharge, 4 kV Contact Discharge) | [8 empty] | Orange, RS-232 Transmit for models with RS-232 option installed | White, RS-232 Receive for models with RS-232 option installed | White/Black, RS-232 signal ground | Green, Open collector output, 30 Volts DC maximum, 100 ma current load maximum | Red, Power supply input for +5 to +24 Volts DC, Recommended 12 VDC | Black, Power Supply Ground | Blue, Modulation input kOhm input impedance, 5 Volts maximum | Red/Black, Modulation Ground | Aluminum 6061 T1 | [8 empty] | Life Sciences, Machine Vision, Microscopy, Cytometry, Medical Imaging and Instrumentation, Genetics, High Throughput Screening, 3D Profiling, Industrial | 3D Contour Mapping, 3D Proofing and Mapping, Automotive Alignment, Bio-Detection, Food Inspection, High-Speed Road & Rail Inspection, Hot-Steel Plate, Weld Steam Inspection, Transportation, Semiconductor Inspection, Positioning & Visualization |  | https://www.coherent.com/lasers/laser/machine-vision-structured-light-lasers/stingray-and-bioray-lasers |  | 2017-09-01
345 | StingRay | StingRay and BioRay Laser Diode Modules | Laser | CW |  | Diode | 5, 10, 20, 35, 50 | 45 | 5 | 50 | [12 empty] | <2 | [5 empty] | 5 | [10 empty] | Yes | Visible | 520 |  |  | 10 | 5 | [44 empty] | 0.2 | [8 empty] | 5 | 24 | <5 | 5 | [20 empty] | <3 | [19 empty] | <1.5 | [14 empty] | 19.05 | [8 empty] | <1 (20 Hz to 20 kHz) | [6 empty] | <10 | <0.5 (20 Hz to 20 MHz) |  | TEM00 | [30 empty] | 95 x 31.4 x 14.4 | [32 empty] | 0.07 | [37 empty] | -20 to 60 | -10 to 50 | [16 empty] | <5 | [37 empty] | EN61326-1 (8 kV Air Discharge, 4 kV Contact Discharge) | [8 empty] | Orange, RS-232 Transmit for models with RS-232 option installed | White, RS-232 Receive for models with RS-232 option installed | White/Black, RS-232 signal ground | Green, Open collector output, 30 Volts DC maximum, 100 ma current load maximum | Red, Power supply input for +5 to +24 Volts DC, Recommended 12 VDC | Black, Power Supply Ground | Blue, Modulation input kOhm input impedance, 5 Volts maximum | Red/Black, Modulation Ground | Aluminum 6061 T1 | [8 empty] | Life Sciences, Machine Vision, Microscopy, Cytometry, Medical Imaging and Instrumentation, Genetics, High Throughput Screening, 3D Profiling, Industrial | 3D Contour Mapping, 3D Proofing and Mapping, Automotive Alignment, Bio-Detection, Food Inspection, High-Speed Road & Rail Inspection, Hot-Steel Plate, Weld Steam Inspection, Transportation, Semiconductor Inspection, Positioning & Visualization |  | https://www.coherent.com/lasers/laser/machine-vision-structured-light-lasers/stingray-and-bioray-lasers |  | 2017-09-01
346 | StingRay | StingRay and BioRay Laser Diode Modules | Laser | CW |  | Diode | 40183 | 9 | 1 | 10 | [12 empty] | <2 | [5 empty] | 5 | [10 empty] | Yes | Visible | 639 |  |  | 9 | 4 | [44 empty] | 0.2 | [8 empty] | 5 | 24 | <5 | 5 | [20 empty] | <3 | [19 empty] | <1.5 | [14 empty] | 19.05 | [8 empty] | <1 (20 Hz to 20 kHz) | [6 empty] | <10 | <0.5 (20 Hz to 20 MHz) |  | TEM00 | [30 empty] | 95 x 31.4 x 14.4 | [32 empty] | 0.07 | [37 empty] | -20 to 60 | -10 to 50 | [16 empty] | <5 | [37 empty] | EN61326-1 (8 kV Air Discharge, 4 kV Contact Discharge) | [8 empty] | Orange, RS-232 Transmit for models with RS-232 option installed | White, RS-232 Receive for models with RS-232 option installed | White/Black, RS-232 signal ground | Green, Open collector output, 30 Volts DC maximum, 100 ma current load maximum | Red, Power supply input for +5 to +24 Volts DC, Recommended 12 VDC | Black, Power Supply Ground | Blue, Modulation input kOhm input impedance, 5 Volts maximum | Red/Black, Modulation Ground | Aluminum 6061 T1 | [8 empty] | Life Sciences, Machine Vision, Microscopy, Cytometry, Medical Imaging and Instrumentation, Genetics, High Throughput Screening, 3D Profiling, Industrial | 3D Contour Mapping, 3D Proofing and Mapping, Automotive Alignment, Bio-Detection, Food Inspection, High-Speed Road & Rail Inspection, Hot-Steel Plate, Weld Steam Inspection, Transportation, Semiconductor Inspection, Positioning & Visualization |  | https://www.coherent.com/lasers/laser/machine-vision-structured-light-lasers/stingray-and-bioray-lasers |  | 2017-09-01
347 | StingRay | StingRay and BioRay Laser Diode Modules | Laser | CW |  | Diode | 20, 35 | 15 | 20 | 35 | [12 empty] | <2 | [5 empty] | 5 | [10 empty] | Yes | Visible | 640 |  |  | 6 | 6 | [44 empty] | 0.2 | [8 empty] | 5 | 24 | <5 | 5 | [20 empty] | <3 | [19 empty] | <1.5 | [14 empty] | 19.05 | [8 empty] | <1 (20 Hz to 20 kHz) | [6 empty] | <10 | <0.5 (20 Hz to 20 MHz) |  | TEM00 | [30 empty] | 95 x 31.4 x 14.4 | [32 empty] | 0.07 | [37 empty] | -20 to 60 | -10 to 50 | [16 empty] | <5 | [37 empty] | EN61326-1 (8 kV Air Discharge, 4 kV Contact Discharge) | [8 empty] | Orange, RS-232 Transmit for models with RS-232 option installed | White, RS-232 Receive for models with RS-232 option installed | White/Black, RS-232 signal ground | Green, Open collector output, 30 Volts DC maximum, 100 ma current load maximum | Red, Power supply input for +5 to +24 Volts DC, Recommended 12 VDC | Black, Power Supply Ground | Blue, Modulation input kOhm input impedance, 5 Volts maximum | Red/Black, Modulation Ground | Aluminum 6061 T1 | [8 empty] | Life Sciences, Machine Vision, Microscopy, Cytometry, Medical Imaging and Instrumentation, Genetics, High Throughput Screening, 3D Profiling, Industrial | 3D Contour Mapping, 3D Proofing and Mapping, Automotive Alignment, Bio-Detection, Food Inspection, High-Speed Road & Rail Inspection, Hot-Steel Plate, Weld Steam Inspection, Transportation, Semiconductor Inspection, Positioning & Visualization |  | https://www.coherent.com/lasers/laser/machine-vision-structured-light-lasers/stingray-and-bioray-lasers |  | 2017-09-01
348 | StingRay | StingRay and BioRay Laser Diode Modules | Laser | CW |  | Diode | 42740 | 4 | 1 | 5 | [12 empty] | <2 | [5 empty] | 5 | [10 empty] | Yes | Visible | 655 |  |  | 10 | 5 | [44 empty] | 0.2 | [8 empty] | 5 | 24 | <5 | 5 | [20 empty] | <3 | [19 empty] | <1.5 | [14 empty] | 19.05 | [8 empty] | <1 (20 Hz to 20 kHz) | [6 empty] | <10 | <0.5 (20 Hz to 20 MHz) |  | TEM00 | [30 empty] | 95 x 31.4 x 14.4 | [32 empty] | 0.07 | [37 empty] | -20 to 60 | -10 to 50 | [16 empty] | <5 | [37 empty] | EN61326-1 (8 kV Air Discharge, 4 kV Contact Discharge) | [8 empty] | Orange, RS-232 Transmit for models with RS-232 option installed | White, RS-232 Receive for models with RS-232 option installed | White/Black, RS-232 signal ground | Green, Open collector output, 30 Volts DC maximum, 100 ma current load maximum | Red, Power supply input for +5 to +24 Volts DC, Recommended 12 VDC | Black, Power Supply Ground | Blue, Modulation input kOhm input impedance, 5 Volts maximum | Red/Black, Modulation Ground | Aluminum 6061 T1 | [8 empty] | Life Sciences, Machine Vision, Microscopy, Cytometry, Medical Imaging and Instrumentation, Genetics, High Throughput Screening, 3D Profiling, Industrial | 3D Contour Mapping, 3D Proofing and Mapping, Automotive Alignment, Bio-Detection, Food Inspection, High-Speed Road & Rail Inspection, Hot-Steel Plate, Weld Steam Inspection, Transportation, Semiconductor Inspection, Positioning & Visualization |  | https://www.coherent.com/lasers/laser/machine-vision-structured-light-lasers/stingray-and-bioray-lasers |  | 2017-09-01
349 | StingRay | StingRay and BioRay Laser Diode Modules | Laser | CW |  | Diode | 10, 20, 35, 50, 100 | 90 | 10 | 100 | [12 empty] | <2 | [5 empty] | 5 | [10 empty] | Yes | Visible | 660 |  |  | 5 | 5 | [44 empty] | 0.2 | [8 empty] | 5 | 24 | <5 | 5 | [20 empty] | <3 | [19 empty] | <1.5 | [14 empty] | 19.05 | [8 empty] | <1 (20 Hz to 20 kHz) | [6 empty] | <10 | <0.5 (20 Hz to 20 MHz) |  | TEM00 | [30 empty] | 95 x 31.4 x 14.4 | [32 empty] | 0.07 | [37 empty] | -20 to 60 | -10 to 50 | [16 empty] | <5 | [37 empty] | EN61326-1 (8 kV Air Discharge, 4 kV Contact Discharge) | [8 empty] | Orange, RS-232 Transmit for models with RS-232 option installed | White, RS-232 Receive for models with RS-232 option installed | White/Black, RS-232 signal ground | Green, Open collector output, 30 Volts DC maximum, 100 ma current load maximum | Red, Power supply input for +5 to +24 Volts DC, Recommended 12 VDC | Black, Power Supply Ground | Blue, Modulation input kOhm input impedance, 5 Volts maximum | Red/Black, Modulation Ground | Aluminum 6061 T1 | [8 empty] | Life Sciences, Machine Vision, Microscopy, Cytometry, Medical Imaging and Instrumentation, Genetics, High Throughput Screening, 3D Profiling, Industrial | 3D Contour Mapping, 3D Proofing and Mapping, Automotive Alignment, Bio-Detection, Food Inspection, High-Speed Road & Rail Inspection, Hot-Steel Plate, Weld Steam Inspection, Transportation, Semiconductor Inspection, Positioning & Visualization |  | https://www.coherent.com/lasers/laser/machine-vision-structured-light-lasers/stingray-and-bioray-lasers |  | 2017-09-01
350 | StingRay | StingRay and BioRay Laser Diode Modules | Laser | CW |  | Diode | 20, 35, 50 | 30 | 20 | 50 | [12 empty] | <2 | [5 empty] | 5 | [10 empty] | Yes | Visible | 685 |  |  | 15 | 15 | [44 empty] | 0.2 | [8 empty] | 5 | 24 | <5 | 5 | [20 empty] | <3 | [19 empty] | <1.5 | [14 empty] | 19.05 | [8 empty] | <1 (20 Hz to 20 kHz) | [6 empty] | <10 | <0.5 (20 Hz to 20 MHz) |  | TEM00 | [30 empty] | 95 x 31.4 x 14.4 | [32 empty] | 0.07 | [37 empty] | -20 to 60 | -10 to 50 | [16 empty] | <5 | [37 empty] | EN61326-1 (8 kV Air Discharge, 4 kV Contact Discharge) | [8 empty] | Orange, RS-232 Transmit for models with RS-232 option installed | White, RS-232 Receive for models with RS-232 option installed | White/Black, RS-232 signal ground | Green, Open collector output, 30 Volts DC maximum, 100 ma current load maximum | Red, Power supply input for +5 to +24 Volts DC, Recommended 12 VDC | Black, Power Supply Ground | Blue, Modulation input kOhm input impedance, 5 Volts maximum | Red/Black, Modulation Ground | Aluminum 6061 T1 | [8 empty] | Life Sciences, Machine Vision, Microscopy, Cytometry, Medical Imaging and Instrumentation, Genetics, High Throughput Screening, 3D Profiling, Industrial | 3D Contour Mapping, 3D Proofing and Mapping, Automotive Alignment, Bio-Detection, Food Inspection, High-Speed Road & Rail Inspection, Hot-Steel Plate, Weld Steam Inspection, Transportation, Semiconductor Inspection, Positioning & Visualization |  | https://www.coherent.com/lasers/laser/machine-vision-structured-light-lasers/stingray-and-bioray-lasers |  | 2017-09-01
351 | StingRay | StingRay and BioRay Laser Diode Modules | Laser | CW |  | Diode | 20, 35, 50, 75, 90 | 70 | 20 | 90 | [12 empty] | <2 | [5 empty] | 5 | [10 empty] | Yes | Near IR | 785 |  |  | 19 | 19 | [44 empty] | 0.2 | [8 empty] | 5 | 24 | <5 | 5 | [20 empty] | <3 | [19 empty] | <1.5 | [14 empty] | 19.05 | [8 empty] | <1 (20 Hz to 20 kHz) | [6 empty] | <10 | <0.5 (20 Hz to 20 MHz) |  | TEM00 | [30 empty] | 95 x 31.4 x 14.4 | [32 empty] | 0.07 | [37 empty] | -20 to 60 | -10 to 50 | [16 empty] | <5 | [37 empty] | EN61326-1 (8 kV Air Discharge, 4 kV Contact Discharge) | [8 empty] | Orange, RS-232 Transmit for models with RS-232 option installed | White, RS-232 Receive for models with RS-232 option installed | White/Black, RS-232 signal ground | Green, Open collector output, 30 Volts DC maximum, 100 ma current load maximum | Red, Power supply input for +5 to +24 Volts DC, Recommended 12 VDC | Black, Power Supply Ground | Blue, Modulation input kOhm input impedance, 5 Volts maximum | Red/Black, Modulation Ground | Aluminum 6061 T1 | [8 empty] | Life Sciences, Machine Vision, Microscopy, Cytometry, Medical Imaging and Instrumentation, Genetics, High Throughput Screening, 3D Profiling, Industrial | 3D Contour Mapping, 3D Proofing and Mapping, Automotive Alignment, Bio-Detection, Food Inspection, High-Speed Road & Rail Inspection, Hot-Steel Plate, Weld Steam Inspection, Transportation, Semiconductor Inspection, Positioning & Visualization |  | https://www.coherent.com/lasers/laser/machine-vision-structured-light-lasers/stingray-and-bioray-lasers |  | 2017-09-01
352 | StingRay | StingRay and BioRay Laser Diode Modules | Laser | CW |  | Diode | 75, 100, 150, 200 | 125 | 75 | 200 | [12 empty] | <2 | [5 empty] | 5 | [10 empty] | Yes | Near IR | 830 |  |  | 10 | 15 | [44 empty] | 0.2 | [8 empty] | 5 | 24 | <5 | 5 | [20 empty] | <3 | [19 empty] | <1.5 | [14 empty] | 19.05 | [8 empty] | <1 (20 Hz to 20 kHz) | [6 empty] | <10 | <0.5 (20 Hz to 20 MHz) |  | TEM00 | [30 empty] | 95 x 31.4 x 14.4 | [32 empty] | 0.07 | [37 empty] | -20 to 60 | -10 to 50 | [16 empty] | <5 | [37 empty] | EN61326-1 (8 kV Air Discharge, 4 kV Contact Discharge) | [8 empty] | Orange, RS-232 Transmit for models with RS-232 option installed | White, RS-232 Receive for models with RS-232 option installed | White/Black, RS-232 signal ground | Green, Open collector output, 30 Volts DC maximum, 100 ma current load maximum | Red, Power supply input for +5 to +24 Volts DC, Recommended 12 VDC | Black, Power Supply Ground | Blue, Modulation input kOhm input impedance, 5 Volts maximum | Red/Black, Modulation Ground | Aluminum 6061 T1 | [8 empty] | Life Sciences, Machine Vision, Microscopy, Cytometry, Medical Imaging and Instrumentation, Genetics, High Throughput Screening, 3D Profiling, Industrial | 3D Contour Mapping, 3D Proofing and Mapping, Automotive Alignment, Bio-Detection, Food Inspection, High-Speed Road & Rail Inspection, Hot-Steel Plate, Weld Steam Inspection, Transportation, Semiconductor Inspection, Positioning & Visualization |  | https://www.coherent.com/lasers/laser/machine-vision-structured-light-lasers/stingray-and-bioray-lasers |  | 2017-09-01
353 | BioRay | StingRay and BioRay Laser Diode Modules | Laser | CW |  | Diode | 50 | [15 empty] | <2 | [5 empty] | 5 | [10 empty] | Yes | Visible | 405 |  |  | 5 | 5 | [44 empty] | 0.2 | [8 empty] | 5 | 24 | <5 | 5 | [20 empty] | <3 | [19 empty] | <1.5 | [14 empty] | 19.05 | [8 empty] | <1 (20 Hz to 20 kHz) | [6 empty] | <10 | <0.5 (20 Hz to 20 MHz) |  | TEM00 | [30 empty] | 100 x 31.4 x 14.4 | [32 empty] | 0.07 | [37 empty] | -20 to 60 | -10 to 50 | [16 empty] | <5 | [37 empty] | EN61326-1 (8 kV Air Discharge, 4 kV Contact Discharge) | [8 empty] | Orange, RS-232 Transmit for models with RS-232 option installed | White, RS-232 Receive for models with RS-232 option installed | White/Black, RS-232 signal ground | Green, Open collector output, 30 Volts DC maximum, 100 ma current load maximum | Red, Power supply input for +5 to +24 Volts DC, Recommended 12 VDC | Black, Power Supply Ground | Blue, Modulation input kOhm input impedance, 5 Volts maximum | Red/Black, Modulation Ground | Aluminum 6061 T1 | [8 empty] | Life Sciences, Machine Vision, Microscopy, Cytometry, Medical Imaging and Instrumentation, Genetics, High Throughput Screening, 3D Profiling, Industrial | 3D Contour Mapping, 3D Proofing and Mapping, Automotive Alignment, Bio-Detection, Food Inspection, High-Speed Road & Rail Inspection, Hot-Steel Plate, Weld Steam Inspection, Transportation, Semiconductor Inspection, Positioning & Visualization |  | https://www.coherent.com/lasers/laser/machine-vision-structured-light-lasers/stingray-and-bioray-lasers |  | 2017-09-01
354 | BioRay | StingRay and BioRay Laser Diode Modules | Laser | CW |  | Diode | 10, 20, 35, 50 | 40 | 10 | 50 | [12 empty] | <2 | [5 empty] | 5 | [10 empty] | Yes | Visible | 450 |  |  | 10 | 10 | [44 empty] | 0.2 | [8 empty] | 5 | 24 | <5 | 5 | [20 empty] | <3 | [19 empty] | <1.5 | [14 empty] | 19.05 | [8 empty] | <1 (20 Hz to 20 kHz) | [6 empty] | <10 | <0.5 (20 Hz to 20 MHz) |  | TEM00 | [30 empty] | 100 x 31.4 x 14.4 | [32 empty] | 0.07 | [37 empty] | -20 to 60 | -10 to 50 | [16 empty] | <5 | [37 empty] | EN61326-1 (8 kV Air Discharge, 4 kV Contact Discharge) | [8 empty] | Orange, RS-232 Transmit for models with RS-232 option installed | White, RS-232 Receive for models with RS-232 option installed | White/Black, RS-232 signal ground | Green, Open collector output, 30 Volts DC maximum, 100 ma current load maximum | Red, Power supply input for +5 to +24 Volts DC, Recommended 12 VDC | Black, Power Supply Ground | Blue, Modulation input kOhm input impedance, 5 Volts maximum | Red/Black, Modulation Ground | Aluminum 6061 T1 | [8 empty] | Life Sciences, Machine Vision, Microscopy, Cytometry, Medical Imaging and Instrumentation, Genetics, High Throughput Screening, 3D Profiling, Industrial | 3D Contour Mapping, 3D Proofing and Mapping, Automotive Alignment, Bio-Detection, Food Inspection, High-Speed Road & Rail Inspection, Hot-Steel Plate, Weld Steam Inspection, Transportation, Semiconductor Inspection, Positioning & Visualization |  | https://www.coherent.com/lasers/laser/machine-vision-structured-light-lasers/stingray-and-bioray-lasers |  | 2017-09-01
355 | BioRay | StingRay and BioRay Laser Diode Modules | Laser | CW |  | Diode | 20, 50 | 30 | 20 | 50 | [12 empty] | <2 | [5 empty] | 5 | [10 empty] | Yes | Visible | 488 |  |  | 10 | 10 | [44 empty] | 0.2 | [8 empty] | 5 | 24 | <5 | 5 | [20 empty] | <3 | [19 empty] | <1.5 | [14 empty] | 19.05 | [8 empty] | <1 (20 Hz to 20 kHz) | [6 empty] | <10 | <0.5 (20 Hz to 20 MHz) |  | TEM00 | [30 empty] | 100 x 31.4 x 14.4 | [32 empty] | 0.07 | [37 empty] | -20 to 60 | -10 to 50 | [16 empty] | <5 | [37 empty] | EN61326-1 (8 kV Air Discharge, 4 kV Contact Discharge) | [8 empty] | Orange, RS-232 Transmit for models with RS-232 option installed | White, RS-232 Receive for models with RS-232 option installed | White/Black, RS-232 signal ground | Green, Open collector output, 30 Volts DC maximum, 100 ma current load maximum | Red, Power supply input for +5 to +24 Volts DC, Recommended 12 VDC | Black, Power Supply Ground | Blue, Modulation input kOhm input impedance, 5 Volts maximum | Red/Black, Modulation Ground | Aluminum 6061 T1 | [8 empty] | Life Sciences, Machine Vision, Microscopy, Cytometry, Medical Imaging and Instrumentation, Genetics, High Throughput Screening, 3D Profiling, Industrial | 3D Contour Mapping, 3D Proofing and Mapping, Automotive Alignment, Bio-Detection, Food Inspection, High-Speed Road & Rail Inspection, Hot-Steel Plate, Weld Steam Inspection, Transportation, Semiconductor Inspection, Positioning & Visualization |  | https://www.coherent.com/lasers/laser/machine-vision-structured-light-lasers/stingray-and-bioray-lasers |  | 2017-09-01
356 | BioRay | StingRay and BioRay Laser Diode Modules | Laser | CW |  | Diode | 5, 10, 20, 35, 50 | 45 | 5 | 50 | [12 empty] | <2 | [5 empty] | 5 | [10 empty] | Yes | Visible | 520 |  |  | 10 | 5 | [44 empty] | 0.2 | [8 empty] | 5 | 24 | <5 | 5 | [20 empty] | <3 | [19 empty] | <1.5 | [14 empty] | 19.05 | [8 empty] | <1 (20 Hz to 20 kHz) | [6 empty] | <10 | <0.5 (20 Hz to 20 MHz) |  | TEM00 | [30 empty] | 100 x 31.4 x 14.4 | [32 empty] | 0.07 | [37 empty] | -20 to 60 | -10 to 50 | [16 empty] | <5 | [37 empty] | EN61326-1 (8 kV Air Discharge, 4 kV Contact Discharge) | [8 empty] | Orange, RS-232 Transmit for models with RS-232 option installed | White, RS-232 Receive for models with RS-232 option installed | White/Black, RS-232 signal ground | Green, Open collector output, 30 Volts DC maximum, 100 ma current load maximum | Red, Power supply input for +5 to +24 Volts DC, Recommended 12 VDC | Black, Power Supply Ground | Blue, Modulation input kOhm input impedance, 5 Volts maximum | Red/Black, Modulation Ground | Aluminum 6061 T1 | [8 empty] | Life Sciences, Machine Vision, Microscopy, Cytometry, Medical Imaging and Instrumentation, Genetics, High Throughput Screening, 3D Profiling, Industrial | 3D Contour Mapping, 3D Proofing and Mapping, Automotive Alignment, Bio-Detection, Food Inspection, High-Speed Road & Rail Inspection, Hot-Steel Plate, Weld Steam Inspection, Transportation, Semiconductor Inspection, Positioning & Visualization |  | https://www.coherent.com/lasers/laser/machine-vision-structured-light-lasers/stingray-and-bioray-lasers |  | 2017-09-01
357 | BioRay | StingRay and BioRay Laser Diode Modules | Laser | CW |  | Diode | 40183 | 9 | 1 | 10 | [12 empty] | <2 | [5 empty] | 5 | [10 empty] | Yes | Visible | 639 |  |  | 9 | 4 | [44 empty] | 0.2 | [8 empty] | 5 | 24 | <5 | 5 | [20 empty] | <3 | [19 empty] | <1.5 | [14 empty] | 19.05 | [8 empty] | <1 (20 Hz to 20 kHz) | [6 empty] | <10 | <0.5 (20 Hz to 20 MHz) |  | TEM00 | [30 empty] | 100 x 31.4 x 14.4 | [32 empty] | 0.07 | [37 empty] | -20 to 60 | -10 to 50 | [16 empty] | <5 | [37 empty] | EN61326-1 (8 kV Air Discharge, 4 kV Contact Discharge) | [8 empty] | Orange, RS-232 Transmit for models with RS-232 option installed | White, RS-232 Receive for models with RS-232 option installed | White/Black, RS-232 signal ground | Green, Open collector output, 30 Volts DC maximum, 100 ma current load maximum | Red, Power supply input for +5 to +24 Volts DC, Recommended 12 VDC | Black, Power Supply Ground | Blue, Modulation input kOhm input impedance, 5 Volts maximum | Red/Black, Modulation Ground | Aluminum 6061 T1 | [8 empty] | Life Sciences, Machine Vision, Microscopy, Cytometry, Medical Imaging and Instrumentation, Genetics, High Throughput Screening, 3D Profiling, Industrial | 3D Contour Mapping, 3D Proofing and Mapping, Automotive Alignment, Bio-Detection, Food Inspection, High-Speed Road & Rail Inspection, Hot-Steel Plate, Weld Steam Inspection, Transportation, Semiconductor Inspection, Positioning & Visualization |  | https://www.coherent.com/lasers/laser/machine-vision-structured-light-lasers/stingray-and-bioray-lasers |  | 2017-09-01
358 | BioRay | StingRay and BioRay Laser Diode Modules | Laser | CW |  | Diode | 20, 35 | 15 | 20 | 35 | [12 empty] | <2 | [5 empty] | 5 | [10 empty] | Yes | Visible | 640 |  |  | 6 | 6 | [44 empty] | 0.2 | [8 empty] | 5 | 24 | <5 | 5 | [20 empty] | <3 | [19 empty] | <1.5 | [14 empty] | 19.05 | [8 empty] | <1 (20 Hz to 20 kHz) | [6 empty] | <10 | <0.5 (20 Hz to 20 MHz) |  | TEM00 | [30 empty] | 100 x 31.4 x 14.4 | [32 empty] | 0.07 | [37 empty] | -20 to 60 | -10 to 50 | [16 empty] | <5 | [37 empty] | EN61326-1 (8 kV Air Discharge, 4 kV Contact Discharge) | [8 empty] | Orange, RS-232 Transmit for models with RS-232 option installed | White, RS-232 Receive for models with RS-232 option installed | White/Black, RS-232 signal ground | Green, Open collector output, 30 Volts DC maximum, 100 ma current load maximum | Red, Power supply input for +5 to +24 Volts DC, Recommended 12 VDC | Black, Power Supply Ground | Blue, Modulation input kOhm input impedance, 5 Volts maximum | Red/Black, Modulation Ground | Aluminum 6061 T1 | [8 empty] | Life Sciences, Machine Vision, Microscopy, Cytometry, Medical Imaging and Instrumentation, Genetics, High Throughput Screening, 3D Profiling, Industrial | 3D Contour Mapping, 3D Proofing and Mapping, Automotive Alignment, Bio-Detection, Food Inspection, High-Speed Road & Rail Inspection, Hot-Steel Plate, Weld Steam Inspection, Transportation, Semiconductor Inspection, Positioning & Visualization |  | https://www.coherent.com/lasers/laser/machine-vision-structured-light-lasers/stingray-and-bioray-lasers |  | 2017-09-01
359 | BioRay | StingRay and BioRay Laser Diode Modules | Laser | CW |  | Diode | 42740 | 4 | 1 | 5 | [12 empty] | <2 | [5 empty] | 5 | [10 empty] | Yes | Visible | 655 |  |  | 10 | 5 | [44 empty] | 0.2 | [8 empty] | 5 | 24 | <5 | 5 | [20 empty] | <3 | [19 empty] | <1.5 | [14 empty] | 19.05 | [8 empty] | <1 (20 Hz to 20 kHz) | [6 empty] | <10 | <0.5 (20 Hz to 20 MHz) |  | TEM00 | [30 empty] | 100 x 31.4 x 14.4 | [32 empty] | 0.07 | [37 empty] | -20 to 60 | -10 to 50 | [16 empty] | <5 | [37 empty] | EN61326-1 (8 kV Air Discharge, 4 kV Contact Discharge) | [8 empty] | Orange, RS-232 Transmit for models with RS-232 option installed | White, RS-232 Receive for models with RS-232 option installed | White/Black, RS-232 signal ground | Green, Open collector output, 30 Volts DC maximum, 100 ma current load maximum | Red, Power supply input for +5 to +24 Volts DC, Recommended 12 VDC | Black, Power Supply Ground | Blue, Modulation input kOhm input impedance, 5 Volts maximum | Red/Black, Modulation Ground | Aluminum 6061 T1 | [8 empty] | Life Sciences, Machine Vision, Microscopy, Cytometry, Medical Imaging and Instrumentation, Genetics, High Throughput Screening, 3D Profiling, Industrial | 3D Contour Mapping, 3D Proofing and Mapping, Automotive Alignment, Bio-Detection, Food Inspection, High-Speed Road & Rail Inspection, Hot-Steel Plate, Weld Steam Inspection, Transportation, Semiconductor Inspection, Positioning & Visualization |  | https://www.coherent.com/lasers/laser/machine-vision-structured-light-lasers/stingray-and-bioray-lasers |  | 2017-09-01
360 | BioRay | StingRay and BioRay Laser Diode Modules | Laser | CW |  | Diode | 10, 20, 35, 50, 100 | 90 | 10 | 100 | [12 empty] | <2 | [5 empty] | 5 | [10 empty] | Yes | Visible | 660 |  |  | 5 | 5 | [44 empty] | 0.2 | [8 empty] | 5 | 24 | <5 | 5 | [20 empty] | <3 | [19 empty] | <1.5 | [14 empty] | 19.05 | [8 empty] | <1 (20 Hz to 20 kHz) | [6 empty] | <10 | <0.5 (20 Hz to 20 MHz) |  | TEM00 | [30 empty] | 100 x 31.4 x 14.4 | [32 empty] | 0.07 | [37 empty] | -20 to 60 | -10 to 50 | [16 empty] | <5 | [37 empty] | EN61326-1 (8 kV Air Discharge, 4 kV Contact Discharge) | [8 empty] | Orange, RS-232 Transmit for models with RS-232 option installed | White, RS-232 Receive for models with RS-232 option installed | White/Black, RS-232 signal ground | Green, Open collector output, 30 Volts DC maximum, 100 ma current load maximum | Red, Power supply input for +5 to +24 Volts DC, Recommended 12 VDC | Black, Power Supply Ground | Blue, Modulation input kOhm input impedance, 5 Volts maximum | Red/Black, Modulation Ground | Aluminum 6061 T1 | [8 empty] | Life Sciences, Machine Vision, Microscopy, Cytometry, Medical Imaging and Instrumentation, Genetics, High Throughput Screening, 3D Profiling, Industrial | 3D Contour Mapping, 3D Proofing and Mapping, Automotive Alignment, Bio-Detection, Food Inspection, High-Speed Road & Rail Inspection, Hot-Steel Plate, Weld Steam Inspection, Transportation, Semiconductor Inspection, Positioning & Visualization |  | https://www.coherent.com/lasers/laser/machine-vision-structured-light-lasers/stingray-and-bioray-lasers |  | 2017-09-01
361 | BioRay | StingRay and BioRay Laser Diode Modules | Laser | CW |  | Diode | 20, 35, 50 | 30 | 20 | 50 | [12 empty] | <2 | [5 empty] | 5 | [10 empty] | Yes | Visible | 685 |  |  | 15 | 15 | [44 empty] | 0.2 | [8 empty] | 5 | 24 | <5 | 5 | [20 empty] | <3 | [19 empty] | <1.5 | [14 empty] | 19.05 | [8 empty] | <1 (20 Hz to 20 kHz) | [6 empty] | <10 | <0.5 (20 Hz to 20 MHz) |  | TEM00 | [30 empty] | 100 x 31.4 x 14.4 | [32 empty] | 0.07 | [37 empty] | -20 to 60 | -10 to 50 | [16 empty] | <5 | [37 empty] | EN61326-1 (8 kV Air Discharge, 4 kV Contact Discharge) | [8 empty] | Orange, RS-232 Transmit for models with RS-232 option installed | White, RS-232 Receive for models with RS-232 option installed | White/Black, RS-232 signal ground | Green, Open collector output, 30 Volts DC maximum, 100 ma current load maximum | Red, Power supply input for +5 to +24 Volts DC, Recommended 12 VDC | Black, Power Supply Ground | Blue, Modulation input kOhm input impedance, 5 Volts maximum | Red/Black, Modulation Ground | Aluminum 6061 T1 | [8 empty] | Life Sciences, Machine Vision, Microscopy, Cytometry, Medical Imaging and Instrumentation, Genetics, High Throughput Screening, 3D Profiling, Industrial | 3D Contour Mapping, 3D Proofing and Mapping, Automotive Alignment, Bio-Detection, Food Inspection, High-Speed Road & Rail Inspection, Hot-Steel Plate, Weld Steam Inspection, Transportation, Semiconductor Inspection, Positioning & Visualization |  | https://www.coherent.com/lasers/laser/machine-vision-structured-light-lasers/stingray-and-bioray-lasers |  | 2017-09-01
362 | BioRay | StingRay and BioRay Laser Diode Modules | Laser | CW |  | Diode | 20, 35, 50, 75, 90 | 70 | 20 | 90 | [12 empty] | <2 | [5 empty] | 5 | [10 empty] | Yes | Near IR | 785 |  |  | 19 | 19 | [44 empty] | 0.2 | [8 empty] | 5 | 24 | <5 | 5 | [20 empty] | <3 | [19 empty] | <1.5 | [14 empty] | 19.05 | [8 empty] | <1 (20 Hz to 20 kHz) | [6 empty] | <10 | <0.5 (20 Hz to 20 MHz) |  | TEM00 | [30 empty] | 100 x 31.4 x 14.4 | [32 empty] | 0.07 | [37 empty] | -20 to 60 | -10 to 50 | [16 empty] | <5 | [37 empty] | EN61326-1 (8 kV Air Discharge, 4 kV Contact Discharge) | [8 empty] | Orange, RS-232 Transmit for models with RS-232 option installed | White, RS-232 Receive for models with RS-232 option installed | White/Black, RS-232 signal ground | Green, Open collector output, 30 Volts DC maximum, 100 ma current load maximum | Red, Power supply input for +5 to +24 Volts DC, Recommended 12 VDC | Black, Power Supply Ground | Blue, Modulation input kOhm input impedance, 5 Volts maximum | Red/Black, Modulation Ground | Aluminum 6061 T1 | [8 empty] | Life Sciences, Machine Vision, Microscopy, Cytometry, Medical Imaging and Instrumentation, Genetics, High Throughput Screening, 3D Profiling, Industrial | 3D Contour Mapping, 3D Proofing and Mapping, Automotive Alignment, Bio-Detection, Food Inspection, High-Speed Road & Rail Inspection, Hot-Steel Plate, Weld Steam Inspection, Transportation, Semiconductor Inspection, Positioning & Visualization |  | https://www.coherent.com/lasers/laser/machine-vision-structured-light-lasers/stingray-and-bioray-lasers |  | 2017-09-01
363 | BioRay | StingRay and BioRay Laser Diode Modules | Laser | CW |  | Diode | 75, 100, 150, 200 | 125 | 75 | 200 | [12 empty] | <2 | [5 empty] | 5 | [10 empty] | Yes | Near IR | 830 |  |  | 10 | 15 | [44 empty] | 0.2 | [8 empty] | 5 | 24 | <5 | 5 | [20 empty] | <3 | [19 empty] | <1.5 | [14 empty] | 19.05 | [8 empty] | <1 (20 Hz to 20 kHz) | [6 empty] | <10 | <0.5 (20 Hz to 20 MHz) |  | TEM00 | [30 empty] | 100 x 31.4 x 14.4 | [32 empty] | 0.07 | [37 empty] | -20 to 60 | -10 to 50 | [16 empty] | <5 | [37 empty] | EN61326-1 (8 kV Air Discharge, 4 kV Contact Discharge) | [8 empty] | Orange, RS-232 Transmit for models with RS-232 option installed | White, RS-232 Receive for models with RS-232 option installed | White/Black, RS-232 signal ground | Green, Open collector output, 30 Volts DC maximum, 100 ma current load maximum | Red, Power supply input for +5 to +24 Volts DC, Recommended 12 VDC | Black, Power Supply Ground | Blue, Modulation input kOhm input impedance, 5 Volts maximum | Red/Black, Modulation Ground | Aluminum 6061 T1 | [8 empty] | Life Sciences, Machine Vision, Microscopy, Cytometry, Medical Imaging and Instrumentation, Genetics, High Throughput Screening, 3D Profiling, Industrial | 3D Contour Mapping, 3D Proofing and Mapping, Automotive Alignment, Bio-Detection, Food Inspection, High-Speed Road & Rail Inspection, Hot-Steel Plate, Weld Steam Inspection, Transportation, Semiconductor Inspection, Positioning & Visualization |  | https://www.coherent.com/lasers/laser/machine-vision-structured-light-lasers/stingray-and-bioray-lasers |  | 2017-09-01
364 | BioRay FR | StingRay and BioRay Laser Diode Modules | Laser | CW |  | Diode | 50 | [15 empty] | <2 | [5 empty] | 5 | [10 empty] | Yes | Visible | 405 |  |  | 5 | 5 | [44 empty] | 0.2 | [8 empty] | 5 | 24 | <5 | 5 | [20 empty] | <3 | [19 empty] | <1.5 | [14 empty] | 19.05 | [8 empty] | <1 (20 Hz to 20 kHz) | [6 empty] | <10 | <0.5 (20 Hz to 20 MHz) |  | TEM00 | [30 empty] | 100 x 40 x 31.4 | [32 empty] | 0.07 | [37 empty] | -20 to 60 | -10 to 50 | [16 empty] | <5 | [37 empty] | EN61326-1 (8 kV Air Discharge, 4 kV Contact Discharge) | [8 empty] | Orange, RS-232 Transmit for models with RS-232 option installed | White, RS-232 Receive for models with RS-232 option installed | White/Black, RS-232 signal ground | Green, Open collector output, 30 Volts DC maximum, 100 ma current load maximum | Red, Power supply input for +5 to +24 Volts DC, Recommended 12 VDC | Black, Power Supply Ground | Blue, Modulation input kOhm input impedance, 5 Volts maximum | Red/Black, Modulation Ground | Aluminum 6061 T1 | [8 empty] | Life Sciences, Machine Vision, Microscopy, Cytometry, Medical Imaging and Instrumentation, Genetics, High Throughput Screening, 3D Profiling, Industrial | 3D Contour Mapping, 3D Proofing and Mapping, Automotive Alignment, Bio-Detection, Food Inspection, High-Speed Road & Rail Inspection, Hot-Steel Plate, Weld Steam Inspection, Transportation, Semiconductor Inspection, Positioning & Visualization |  | https://www.coherent.com/lasers/laser/machine-vision-structured-light-lasers/stingray-and-bioray-lasers |  | 2017-09-01
365 | BioRay FR | StingRay and BioRay Laser Diode Modules | Laser | CW |  | Diode | 50 | [15 empty] | <2 | [5 empty] | 5 | [10 empty] | Yes | Visible | 450 |  |  | 10 | 10 | [44 empty] | 0.2 | [8 empty] | 5 | 24 | <5 | 5 | [20 empty] | <3 | [19 empty] | <1.5 | [14 empty] | 19.05 | [8 empty] | <1 (20 Hz to 20 kHz) | [6 empty] | <10 | <0.5 (20 Hz to 20 MHz) |  | TEM00 | [30 empty] | 100 x 40 x 31.4 | [32 empty] | 0.07 | [37 empty] | -20 to 60 | -10 to 50 | [16 empty] | <5 | [37 empty] | EN61326-1 (8 kV Air Discharge, 4 kV Contact Discharge) | [8 empty] | Orange, RS-232 Transmit for models with RS-232 option installed | White, RS-232 Receive for models with RS-232 option installed | White/Black, RS-232 signal ground | Green, Open collector output, 30 Volts DC maximum, 100 ma current load maximum | Red, Power supply input for +5 to +24 Volts DC, Recommended 12 VDC | Black, Power Supply Ground | Blue, Modulation input kOhm input impedance, 5 Volts maximum | Red/Black, Modulation Ground | Aluminum 6061 T1 | [8 empty] | Life Sciences, Machine Vision, Microscopy, Cytometry, Medical Imaging and Instrumentation, Genetics, High Throughput Screening, 3D Profiling, Industrial | 3D Contour Mapping, 3D Proofing and Mapping, Automotive Alignment, Bio-Detection, Food Inspection, High-Speed Road & Rail Inspection, Hot-Steel Plate, Weld Steam Inspection, Transportation, Semiconductor Inspection, Positioning & Visualization |  | https://www.coherent.com/lasers/laser/machine-vision-structured-light-lasers/stingray-and-bioray-lasers |  | 2017-09-01
366 | BioRay FR | StingRay and BioRay Laser Diode Modules | Laser | CW |  | Diode | 20 | [15 empty] | <2 | [5 empty] | 5 | [10 empty] | Yes | Visible | 488 |  |  | 10 | 10 | [44 empty] | 0.2 | [8 empty] | 5 | 24 | <5 | 5 | [20 empty] | <3 | [19 empty] | <1.5 | [14 empty] | 19.05 | [8 empty] | <1 (20 Hz to 20 kHz) | [6 empty] | <10 | <0.5 (20 Hz to 20 MHz) |  | TEM00 | [30 empty] | 100 x 40 x 31.4 | [32 empty] | 0.07 | [37 empty] | -20 to 60 | -10 to 50 | [16 empty] | <5 | [37 empty] | EN61326-1 (8 kV Air Discharge, 4 kV Contact Discharge) | [8 empty] | Orange, RS-232 Transmit for models with RS-232 option installed | White, RS-232 Receive for models with RS-232 option installed | White/Black, RS-232 signal ground | Green, Open collector output, 30 Volts DC maximum, 100 ma current load maximum | Red, Power supply input for +5 to +24 Volts DC, Recommended 12 VDC | Black, Power Supply Ground | Blue, Modulation input kOhm input impedance, 5 Volts maximum | Red/Black, Modulation Ground | Aluminum 6061 T1 | [8 empty] | Life Sciences, Machine Vision, Microscopy, Cytometry, Medical Imaging and Instrumentation, Genetics, High Throughput Screening, 3D Profiling, Industrial | 3D Contour Mapping, 3D Proofing and Mapping, Automotive Alignment, Bio-Detection, Food Inspection, High-Speed Road & Rail Inspection, Hot-Steel Plate, Weld Steam Inspection, Transportation, Semiconductor Inspection, Positioning & Visualization |  | https://www.coherent.com/lasers/laser/machine-vision-structured-light-lasers/stingray-and-bioray-lasers |  | 2017-09-01
367 | BioRay FR | StingRay and BioRay Laser Diode Modules | Laser | CW |  | Diode | 40 | [15 empty] | <2 | [5 empty] | 5 | [10 empty] | Yes | Visible | 640 |  |  | 6 | 6 | [44 empty] | 0.2 | [8 empty] | 5 | 24 | <5 | 5 | [20 empty] | <3 | [19 empty] | <1.5 | [14 empty] | 19.05 | [8 empty] | <1 (20 Hz to 20 kHz) | [6 empty] | <10 | <0.5 (20 Hz to 20 MHz) |  | TEM00 | [30 empty] | 100 x 40 x 31.4 | [32 empty] | 0.07 | [37 empty] | -20 to 60 | -10 to 50 | [16 empty] | <5 | [37 empty] | EN61326-1 (8 kV Air Discharge, 4 kV Contact Discharge) | [8 empty] | Orange, RS-232 Transmit for models with RS-232 option installed | White, RS-232 Receive for models with RS-232 option installed | White/Black, RS-232 signal ground | Green, Open collector output, 30 Volts DC maximum, 100 ma current load maximum | Red, Power supply input for +5 to +24 Volts DC, Recommended 12 VDC | Black, Power Supply Ground | Blue, Modulation input kOhm input impedance, 5 Volts maximum | Red/Black, Modulation Ground | Aluminum 6061 T1 | [8 empty] | Life Sciences, Machine Vision, Microscopy, Cytometry, Medical Imaging and Instrumentation, Genetics, High Throughput Screening, 3D Profiling, Industrial | 3D Contour Mapping, 3D Proofing and Mapping, Automotive Alignment, Bio-Detection, Food Inspection, High-Speed Road & Rail Inspection, Hot-Steel Plate, Weld Steam Inspection, Transportation, Semiconductor Inspection, Positioning & Visualization |  | https://www.coherent.com/lasers/laser/machine-vision-structured-light-lasers/stingray-and-bioray-lasers |  | 2017-09-01
368 | Verdi V Series | Verdi V Series | Laser | CW |  | DPSS |  |  | 2000 | 18000+ | [19 empty] | ±1 | [9 empty] | Yes | Visible | 532 | [41 empty] | 50 to 60 | [15 empty] | 100 | 240 | <900 | <1300 | [23 empty] | 2.25 ± 10% |  | <0.5 | [14 empty] | <1.1 | [24 empty] | Vertical, >100:1 |  |  |  |  | <2 |  | <0.02 | [35 empty] | 464.3 x 139.7 x 108.7 | 8 | [24 empty] | 21.5 | 3 | [25 empty] | Air-cooled | [15 empty] | 15 to 45 | 15 to 35 | [33 empty] | DC to 20 kHz | 0 to +100 | >6.4 | [43 empty] | Amplifier Seeding, Holography, Interferometry, Atom Cooling and Trapping, Continuous Wave OPO, Pumping, Continuous Wave OPO, Holography, Interferometry, Raman Spectroscopy, Laser Inspection |  |  | https://www.coherent.com/lasers/main/diode-pumped-solid-state-lasers/continuous-wave-cw/verdi-lasers |  | 2017-10-11
369 | Verdi V2 | Verdi V Series | Laser | CW |  | DPSS | 2000 |  | 2000 | 2000+ | [19 empty] | ±1 | [9 empty] | Yes | Visible | 532 | [41 empty] | 50 to 60 | [15 empty] | 100 | 240 | 350 | 780 | [23 empty] | 2.25 ± 10% |  | <0.5 | [14 empty] | <1.1 | [24 empty] | Vertical, >100:1 |  |  |  |  | <2 |  | <0.02 | [35 empty] | 464.3 x 139.7 x 108.7 | 8 | [14 empty] | 27 | [9 empty] | 21.5 | 3 | [24 empty] | Air-cooled, water cooling optional | Air-cooled | [15 empty] | 15 to 45 | 15 to 35 | [33 empty] | DC to 20 kHz | 0 to +100 | >8.2 | [43 empty] | Amplifier Seeding, Holography, Interferometry, Atom Cooling and Trapping, Continuous Wave OPO, Pumping |  |  | https://www.coherent.com/lasers/laser/verdi-lasers/verdi-v-series |  | 2017-09-01
370 | Verdi V6 | Verdi V Series | Laser | CW |  | DPSS | 6000 |  | 6000 | 6000+ | [19 empty] | ±1 | [9 empty] | Yes | Visible | 532 | [41 empty] | 50 to 60 | [15 empty] | 100 | 240 | 350 | 780 | [23 empty] | 2.25 ± 10% |  | <0.5 | [14 empty] | <1.1 | [24 empty] | Vertical, >100:1 |  |  |  |  | <2 |  | <0.02 | [35 empty] | 464.3 x 139.7 x 108.7 | 8 | [14 empty] | 27 | [9 empty] | 21.5 | 3 | [24 empty] | Air-cooled, water cooling optional | Air-cooled | [15 empty] | 15 to 45 | 15 to 35 | [33 empty] | DC to 20 kHz | 0 to +100 | >8.2 | [43 empty] | Amplifier Seeding, Holography, Interferometry, Atom Cooling and Trapping, Continuous Wave OPO, Pumping |  |  | https://www.coherent.com/lasers/laser/verdi-lasers/verdi-v-series |  | 2017-09-01
371 | Verdi V8 | Verdi V Series | Laser | CW |  | DPSS | 8000 |  | 8000 | 8000+ | [19 empty] | ±1 | [9 empty] | Yes | Visible | 532 | [41 empty] | 50 to 60 | [15 empty] | 100 | 240 | 420 | 780 | [23 empty] | 2.25 ± 10% |  | <0.5 | [14 empty] | <1.1 | [24 empty] | Vertical, >100:1 |  |  |  |  | <2 |  | <0.02 | [35 empty] | 464.3 x 139.7 x 108.7 | 8 | [14 empty] | 27 | [9 empty] | 21.5 | 3 | [24 empty] | Closed-loop water cooling | Air-cooled | [15 empty] | 15 to 45 | 15 to 35 | [33 empty] | DC to 20 kHz | 0 to +100 | >8.2 | [43 empty] | Amplifier Seeding, Holography, Interferometry, Atom Cooling and Trapping, Continuous Wave OPO, Pumping |  |  | https://www.coherent.com/lasers/laser/verdi-lasers/verdi-v-series |  | 2017-09-01
372 | Verdi V10 | Verdi V Series | Laser | CW |  | DPSS | 10000 |  | 10000 | 10000+ | [19 empty] | ±1 | [9 empty] | Yes | Visible | 532 | [41 empty] | 50 to 60 | [15 empty] | 100 | 240 | 420 | 780 | [23 empty] | 2.25 ± 10% |  | <0.5 | [14 empty] | <1.1 | [24 empty] | Vertical, >100:1 |  |  |  |  | <2 |  | <0.02 | [35 empty] | 464.3 x 139.7 x 108.7 | 8 | [14 empty] | 27 | [9 empty] | 21.5 | 3 | [24 empty] | Closed-loop water cooling | Air-cooled | [15 empty] | 15 to 45 | 15 to 35 | [33 empty] | DC to 20 kHz | 0 to +100 | >8.2 | [43 empty] | Amplifier Seeding, Holography, Interferometry, Atom Cooling and Trapping, Continuous Wave OPO, Pumping |  |  | https://www.coherent.com/lasers/laser/verdi-lasers/verdi-v-series |  | 2017-09-01
373 | Verdi V12 | Verdi V Series | Laser | CW |  | DPSS | 12000 |  | 12000 | 12000+ | [19 empty] | ±1 | [9 empty] | Yes | Visible | 532 | [41 empty] | 50 to 60 | [15 empty] | 100 | 240 | 420 | 780 | [23 empty] | 2.25 ± 10% |  | <0.5 | [14 empty] | <1.1 | [24 empty] | Vertical, >100:1 |  |  |  |  | <2 |  | <0.02 | [35 empty] | 464.3 x 139.7 x 108.7 | 8 | [14 empty] | 27 | [9 empty] | 21.5 | 3 | [24 empty] | Closed-loop water cooling | Air-cooled | [15 empty] | 15 to 45 | 15 to 35 | [33 empty] | DC to 20 kHz | 0 to +100 | >8.2 | [43 empty] | Amplifier Seeding, Holography, Interferometry, Atom Cooling and Trapping, Continuous Wave OPO, Pumping |  |  | https://www.coherent.com/lasers/laser/verdi-lasers/verdi-v-series |  | 2017-09-01
374 | Verdi V18 | Verdi V Series | Laser | CW |  | DPSS | 18000 |  | 18000 | 18000+ | [19 empty] | ±1 | [9 empty] | Yes | Visible | 532 | [41 empty] | 50 to 60 | [15 empty] | 100 | 240 | 900 | 1300 | [23 empty] | 2.25 ± 10% |  | <0.5 | [14 empty] | <1.1 | [24 empty] | Vertical, >100:1 |  |  |  |  | <2 |  | <0.02 | [35 empty] | 464.3 x 139.7 x 108.7 | 8 | [14 empty] | 33 | [9 empty] | 21.5 | 3 | [24 empty] | Closed-loop water cooling | Air-cooled | [15 empty] | 15 to 45 | 15 to 35 | [33 empty] | DC to 20 kHz | 0 to +100 | >6.4 | [43 empty] | Amplifier Seeding, Holography, Interferometry, Atom Cooling and Trapping, Continuous Wave OPO, Pumping |  |  | https://www.coherent.com/lasers/laser/verdi-lasers/verdi-v-series |  | 2017-09-01
375 | Verdi G Series | Verdi G Series | Laser | CW |  | DPSS |  | 18000 | 2000 | 20000 | [29 empty] | Yes | Visible | 532 |  |  | 2 | 2 | >99 | [52 empty] | 100 | 240 | <=1500 | <=1500 | [23 empty] | 2.25 ± 10% |  | <0.5 | [7 empty] | <2 | [6 empty] | <1.1 | [5 empty] | ±0.5 | [6 empty] | 1 ± 0.1 | [11 empty] | Vertical, >100:1 | Vertical, ±5º | [5 empty] | <0.03 |  | TEM00 | [61 empty] | 3 | [39 empty] | -10 to 60 | 10 to 40 | [16 empty] | <10 |  |  |  |  | 5 to 95 | [22 empty] | Yes |  | IEC 61010-1/EN 61010-1 | [33 empty] | Continuous Wave OPO, Pumping, Atom Cooling and Trapping, Holography, Interferometry, Raman Spectroscopy, Laser Inspection |  |  | https://www.coherent.com/lasers/laser/verdi-g-series
376 | Verdi G2 | Verdi G Series | Laser | CW |  | OPSL | 2000 | [32 empty] | Yes | Visible | 532 |  |  | 2 | 2 | >99 | [52 empty] | 100 | 240 | 500 | 500 | [23 empty] | 2.25 ± 10% |  | <0.5 | [7 empty] | <2 |  |  | ±1 | ±1 |  |  | <1.1 | [5 empty] | ±0.5 | [6 empty] | 1 ± 0.1 | [11 empty] | Vertical, >100:1 | Vertical, ±5º | [5 empty] | <0.03 |  | TEM00 | [33 empty] | 281 x 156 x 85 | [14 empty] | 361 x 229 x 160 | [12 empty] | 3 | [39 empty] | -10 to 60 | 10 to 40 | [16 empty] | <10 |  |  |  |  | 5 to 95 | [22 empty] | Yes |  | IEC 61010-1/EN 61010-1 | [33 empty] | Continuous Wave OPO, Pumping, Atom Cooling and Trapping, Holography, Interferometry, Raman Spectroscopy, Laser Inspection |  |  | https://www.coherent.com/lasers/laser/verdi-lasers/verdi-g-series |  | 2017-09-01
377 | Verdi G5 | Verdi G Series | Laser | CW |  | OPSL | 5000 | [32 empty] | Yes | Visible | 532 |  |  | 2 | 2 | >99 | [52 empty] | 100 | 240 | 500 | 500 | [23 empty] | 2.25 ± 10% |  | <0.5 | [7 empty] | <2 |  |  | ±1 | ±1 |  |  | <1.1 | [5 empty] | ±0.5 | [6 empty] | 1 ± 0.1 | [11 empty] | Vertical, >100:1 | Vertical, ±5º | [5 empty] | <0.02 |  | TEM00 | [33 empty] | 281 x 156 x 85 | [14 empty] | 361 x 229 x 160 | [12 empty] | 3 | [39 empty] | -10 to 60 | 10 to 40 | [16 empty] | <10 |  |  |  |  | 5 to 95 | [22 empty] | Yes |  | IEC 61010-1/EN 61010-1 | [33 empty] | Continuous Wave OPO, Pumping, Atom Cooling and Trapping, Holography, Interferometry, Raman Spectroscopy, Laser Inspection |  |  | https://www.coherent.com/lasers/laser/verdi-lasers/verdi-g-series |  | 2017-09-01
378 | Verdi G7 | Verdi G Series | Laser | CW |  | OPSL | 7000 | [32 empty] | Yes | Visible | 532 |  |  | 2 | 2 | >99 | [52 empty] | 100 | 240 | 600 | 600 | [23 empty] | 2.25 ± 10% |  | <0.5 | [7 empty] | <2 |  |  | ±1 | ±1 |  |  | <1.1 | [5 empty] | ±0.5 | [6 empty] | 1 ± 0.1 | [11 empty] | Vertical, >100:1 | Vertical, ±5º | [5 empty] | <0.02 |  | TEM00 | [33 empty] | 281 x 156 x 85 | [14 empty] | 361 x 229 x 160 | [12 empty] | 3 | [39 empty] | -10 to 60 | 10 to 40 | [16 empty] | <10 |  |  |  |  | 5 to 95 | [22 empty] | Yes |  | IEC 61010-1/EN 61010-1 | [33 empty] | Continuous Wave OPO, Pumping, Atom Cooling and Trapping, Holography, Interferometry, Raman Spectroscopy, Laser Inspection |  |  | https://www.coherent.com/lasers/laser/verdi-lasers/verdi-g-series |  | 2017-09-01
379 | Verdi G8 | Verdi G Series | Laser | CW |  | OPSL | 8000 | [32 empty] | Yes | Visible | 532 |  |  | 2 | 2 | >99 | [52 empty] | 100 | 240 | 600 | 600 | [23 empty] | 2.25 ± 10% |  | <0.5 | [7 empty] | <2 |  |  | ±1 | ±1 |  |  | <1.1 | [5 empty] | ±0.5 | [6 empty] | 1 ± 0.1 | [11 empty] | Vertical, >100:1 | Vertical, ±5º | [5 empty] | <0.02 |  | TEM00 | [33 empty] | 281 x 156 x 85 | [14 empty] | 361 x 229 x 160 | [12 empty] | 3 | [39 empty] | -10 to 60 | 10 to 40 | [16 empty] | <10 |  |  |  |  | 5 to 95 | [22 empty] | Yes |  | IEC 61010-1/EN 61010-1 | [33 empty] | Continuous Wave OPO, Pumping, Atom Cooling and Trapping, Holography, Interferometry, Raman Spectroscopy, Laser Inspection |  |  | https://www.coherent.com/lasers/laser/verdi-lasers/verdi-g-series |  | 2017-09-01
380 | Verdi G10 | Verdi G Series | Laser | CW |  | OPSL | 10000 | [32 empty] | Yes | Visible | 532 |  |  | 2 | 2 | >99 | [52 empty] | 100 | 240 | 700 | 700 | [23 empty] | 2.25 ± 10% |  | <0.5 | [7 empty] | <2 |  |  | ±1 | ±1 |  |  | <1.1 | [5 empty] | ±0.5 | [6 empty] | 1 ± 0.1 | [11 empty] | Vertical, >100:1 | Vertical, ±5º | [5 empty] | <0.02 |  | TEM00 | [33 empty] | 281 x 156 x 85 | [14 empty] | 361 x 229 x 160 | [12 empty] | 3 | [39 empty] | -10 to 60 | 10 to 40 | [16 empty] | <10 |  |  |  |  | 5 to 95 | [22 empty] | Yes |  | IEC 61010-1/EN 61010-1 | [33 empty] | Continuous Wave OPO, Pumping, Atom Cooling and Trapping, Holography, Interferometry, Raman Spectroscopy, Laser Inspection |  |  | https://www.coherent.com/lasers/laser/verdi-lasers/verdi-g-series |  | 2017-09-01
381 | Verdi G12 | Verdi G Series | Laser | CW |  | OPSL | 12000 | [32 empty] | Yes | Visible | 532 |  |  | 2 | 2 | >99 | [52 empty] | 100 | 240 | 1000 | 1000 | [23 empty] | 2.25 ± 10% |  | <0.5 | [7 empty] | <2 |  |  | ±1 | ±1 |  |  | <1.1 | [5 empty] | ±0.5 | [6 empty] | 1 ± 0.1 | [11 empty] | Vertical, >100:1 | Vertical, ±5º | [5 empty] | <0.02 |  | TEM00 | [33 empty] | 214 x 98 x 68 | [14 empty] | 406 x 236 x 171 | [12 empty] | 3 | [39 empty] | -10 to 60 | 10 to 40 | [16 empty] | <10 |  |  |  |  | 5 to 95 | [22 empty] | Yes |  | IEC 61010-1/EN 61010-1 | [33 empty] | Continuous Wave OPO, Pumping, Atom Cooling and Trapping, Holography, Interferometry, Raman Spectroscopy, Laser Inspection |  |  | https://www.coherent.com/lasers/laser/verdi-lasers/verdi-g-series |  | 2017-09-01
382 | Verdi G15 | Verdi G Series | Laser | CW |  | OPSL | 15000 | [32 empty] | Yes | Visible | 532 |  |  | 2 | 2 | >99 | [52 empty] | 100 | 240 | 1250 | 1250 | [23 empty] | 2.25 ± 10% |  | <0.5 | [7 empty] | <2 |  |  | ±1 | ±1 |  |  | <1.1 | [5 empty] | ±0.5 | [6 empty] | 1 ± 0.1 | [11 empty] | Vertical, >100:1 | Vertical, ±5º | [5 empty] | <0.02 |  | TEM00 | [33 empty] | 214 x 98 x 68 | [14 empty] | 406 x 236 x 171 | [12 empty] | 3 | [39 empty] | -10 to 60 | 10 to 40 | [16 empty] | <10 |  |  |  |  | 5 to 95 | [22 empty] | Yes |  | IEC 61010-1/EN 61010-1 | [33 empty] | Continuous Wave OPO, Pumping, Atom Cooling and Trapping, Holography, Interferometry, Raman Spectroscopy, Laser Inspection |  |  | https://www.coherent.com/lasers/laser/verdi-lasers/verdi-g-series |  | 2017-09-01
383 | Verdi G18 | Verdi G Series | Laser | CW |  | OPSL | 18000 | [32 empty] | Yes | Visible | 532 |  |  | 2 | 2 | >99 | [52 empty] | 100 | 240 | 1500 | 1500 | [23 empty] | 2.25 ± 10% |  | <0.5 | [7 empty] | <2 |  |  | ±1 | ±1 |  |  | <1.1 | [5 empty] | ±0.5 | [6 empty] | 1 ± 0.1 | [11 empty] | Vertical, >100:1 | Vertical, ±5º | [5 empty] | <0.02 |  | TEM00 | [33 empty] | 214 x 98 x 68 | [14 empty] | 406 x 236 x 171 | [12 empty] | 3 | [39 empty] | -10 to 60 | 10 to 40 | [16 empty] | <10 |  |  |  |  | 5 to 95 | [22 empty] | Yes |  | IEC 61010-1/EN 61010-1 | [33 empty] | Continuous Wave OPO, Pumping, Atom Cooling and Trapping, Holography, Interferometry, Raman Spectroscopy, Laser Inspection |  |  | https://www.coherent.com/lasers/laser/verdi-lasers/verdi-g-series |  | 2017-09-01
384 | Verdi G20 | Verdi G Series | Laser | CW |  | OPSL | 20000 | [32 empty] | Yes | Visible | 532 |  |  | 2 | 2 | >99 | [52 empty] | 100 | 240 | 1500 | 1500 | [23 empty] | 2.25 ± 10% |  | <0.5 | [7 empty] | <2 |  |  | ±1 | ±1 |  |  | <1.1 | [5 empty] | ±0.5 | [6 empty] | 1 ± 0.1 | [11 empty] | Vertical, >100:1 | Vertical, ±5º | [5 empty] | <0.02 |  | TEM00 | [33 empty] | 214 x 98 x 68 | [14 empty] | 406 x 236 x 171 | [12 empty] | 3 | [39 empty] | -10 to 60 | 10 to 40 | [16 empty] | <10 |  |  |  |  | 5 to 95 | [22 empty] | Yes |  | IEC 61010-1/EN 61010-1 | [33 empty] | Continuous Wave OPO, Pumping, Atom Cooling and Trapping, Holography, Interferometry, Raman Spectroscopy, Laser Inspection |  |  | https://www.coherent.com/lasers/laser/verdi-lasers/verdi-g-series |  | 2017-09-01
385 | Verdi G2 SLM | Verdi G Series | Laser | CW |  | OPSL | 2000 | [32 empty] | Yes | Visible | 532 |  |  | 2 | 2 | >99 | [15 empty] | CW | [36 empty] | 100 | 240 | 500 | 500 | [23 empty] | 2.25 ± 10% |  | <0.5 | [7 empty] | <2 |  |  | ±<1 | ±<1 |  |  | <1.1 | [5 empty] | ±0.5 | [6 empty] | 1 ± 0.1 | [11 empty] | Vertical, >100:1 | Vertical, ±5º | [5 empty] | <0.03 |  | TEM00 | [19 empty] | 361 x 229 x 160 | [13 empty] | 281 x 156 x 85 | [27 empty] | 3 | [39 empty] | -10 to 60 | 10 to 40 | [16 empty] | <10 |  |  |  |  | 5 to 95 | [22 empty] | Yes |  | IEC 61010-1/EN 61010-1 | [33 empty] | Continuous Wave OPO, Pumping, Atom Cooling and Trapping, Holography, Interferometry, Raman Spectroscopy, Laser Inspection |  |  | https://www.coherent.com/lasers/laser/verdi-lasers/verdi-g-series |  | 2017-09-01
386 | Verdi G5 SLM | Verdi G Series | Laser | CW |  | OPSL | 5000 | [32 empty] | Yes | Visible | 532 |  |  | 2 | 2 | >99 | [15 empty] | CW | [36 empty] | 100 | 240 | 500 | 500 | [23 empty] | 2.25 ± 10% |  | <0.5 | [7 empty] | <2 |  |  | ±<1 | ±<1 |  |  | <1.1 | [5 empty] | ±0.5 | [6 empty] | 1 ± 0.1 | [11 empty] | Vertical, >100:1 | Vertical, ±5º | [5 empty] | <0.02 |  | TEM00 | [19 empty] | 361 x 229 x 160 | [13 empty] | 281 x 156 x 85 | [27 empty] | 3 | [39 empty] | -10 to 60 | 10 to 40 | [16 empty] | <10 |  |  |  |  | 5 to 95 | [22 empty] | Yes |  | IEC 61010-1/EN 61010-1 | [33 empty] | Continuous Wave OPO, Pumping, Atom Cooling and Trapping, Holography, Interferometry, Raman Spectroscopy, Laser Inspection |  |  | https://www.coherent.com/lasers/laser/verdi-lasers/verdi-g-series |  | 2017-09-01
387 | DIAMOND E-Series | DIAMOND E-Series | Laser | Pulsed |  | CO2 |  |  | 1000000 | 1000000+ | [16 empty] | ±5 | >2800000 | [11 empty] | Yes | IR | 9100 | 10800 | 1700 | [19 empty] | Single-shot to 200 | [6 empty] | 2 to 1000 | [14 empty] | <=425 | [6 empty] | <628 for up to 1 ms |  |  |  | 48 ± 1.0% | [29 empty] | 10 ± 1.5 |  | 1.6 | [14 empty] | <1.2 | [16 empty] | >0.83, <1.20 | 1.6 typical, 2.0 max |  |  |  | 12 ± 1.5 |  |  | Linear >100:1 (perpendicular to baseplate) | [42 empty] | 1497 x 384 x 471 | 173 | [30 empty] | <22 | [5 empty] | 5 to 45 |  |  |  |  | Anti-corrosion treated water |  |  | 344 (50 psi) at 25 I/min. (6.5 gpm) | 827 (120 psi) | 21 to 25 | ±1.0 | [6 empty] | >25 (6.5 gpm) | [34 empty] | <95 (non-condensing) |  |  |  |  | <2000 | [24 empty] | <=60 | [5 empty] | <55 | [22 empty] | Advanced Packaging and Interconnects, Materials Processing, Graphic Arts, High Speed Digital Converting, Through-Cutting, Kiss-Cutting, Perforation, Engraving, Die Board Cutting, Glass Cutting and Thermal Processing, Ceramic Drilling and Scribing, Automotive, 3D Printing, Semiconductor Processing | Cutting, Drilling, Printing, Scribing | Flex Circuit, Die Board, Metal, Plastic, Flat Panel Display, Paper, Foil, Wood and Derivatives | https://www.coherent.com/lasers/laser/DIAMOND-e-series |  | 2017-10-12
388 | DIAMOND E-1000 | DIAMOND E-Series | Laser | Pulsed |  | CO2 | 1000000 |  | 1000000 | 1000000+ | [16 empty] | ±5 | >2800000 | [11 empty] | Yes | IR | 10200 | 10800 | 600 | [19 empty] | Single-shot to 200 | [6 empty] | 2 to 1000 | [14 empty] | <=425 | [6 empty] | <628 for up to 1 ms |  |  |  | 48 ± 1.0% | [29 empty] | 10 ± 1.5 |  | 1.6 | [14 empty] | <1.2 | [16 empty] | >0.83, <1.20 | 1.6 typical, 2.0 max |  |  |  | 12 ± 1.5 |  |  | Linear >100:1 (perpendicular to baseplate) | [42 empty] | 1497 x 384 x 471 | 173 | [30 empty] | <22 | [5 empty] | 5 to 45 |  |  |  |  | Anti-corrosion treated water |  |  | 344 (50 psi) at 25 I/min. (6.5 gpm) | 827 (120 psi) | 21 to 25 | ±1.0 | [6 empty] | >25 (6.5 gpm) | [34 empty] | <95 (non-condensing) |  |  |  |  | <2000 | [24 empty] | <=60 | [5 empty] | <55 | [22 empty] | Advanced Packaging and Interconnects, Materials Processing, Graphic Arts, High Speed Digital Converting, Through-Cutting, Kiss-Cutting, Perforation, Engraving, Die Board Cutting, Glass Cutting and Thermal Processing, Ceramic Drilling and Scribing, Automotive, 3D Printing, Semiconductor Processing | Cutting, Drilling, Printing, Scribing | Flex Circuit, Die Board, Metal, Plastic, Flat Panel Display, Paper, Foil, Wood and Derivatives | https://www.coherent.com/lasers/laser/DIAMOND-e-series |  | 2017-09-01
389 | DIAMOND E-1000i | DIAMOND E-Series | Laser | Pulsed |  | CO2 | 1000000 |  | 1000000 | 1000000+ | [16 empty] | ±5 | >2800000 | [11 empty] | Yes | IR | 9100 | 9500 | 400 | [19 empty] | Single-shot to 200 | [6 empty] | 2 to 1000 | [14 empty] | <=425 | [6 empty] | <628 for up to 1 ms |  |  |  | 48 ± 1.0% | [29 empty] | 10 ± 1.5 |  | 1.6 | [14 empty] | <1.2 | [16 empty] | >0.83, <1.20 | 1.6 typical, 2.0 max |  |  |  | 12 ± 1.5 |  |  | Linear >100:1 (perpendicular to baseplate) | [42 empty] | 1497 x 384 x 471 | 173 | [30 empty] | <22 | [5 empty] | 5 to 45 |  |  |  |  | Anti-corrosion treated water |  |  | 344 (50 psi) at 25 I/min. (6.5 gpm) | 827 (120 psi) | 21 to 25 | ±1.0 | [6 empty] | >25 (6.5 gpm) | [34 empty] | <95 (non-condensing) |  |  |  |  | <2000 | [24 empty] | <=60 | [5 empty] | <55 | [22 empty] | Advanced Packaging and Interconnects, Materials Processing, Graphic Arts, High Speed Digital Converting, Through-Cutting, Kiss-Cutting, Perforation, Engraving, Die Board Cutting, Glass Cutting and Thermal Processing, Ceramic Drilling and Scribing, Automotive, 3D Printing, Semiconductor Processing | Cutting, Drilling, Printing, Scribing | Flex Circuit, Die Board, Metal, Plastic, Flat Panel Display, Paper, Foil, Wood and Derivatives | https://www.coherent.com/lasers/laser/DIAMOND-e-series |  | 2017-09-01
390 | DIAMOND J-Series | DIAMOND J-Series | Laser | Pulsed |  | CO2 |  | 435000 | 15000 | 450000 | [29 empty] | Yes | IR | 5500 | 10600 | 5100 | <500 | <500 | [82 empty] | <=2.4 | [14 empty] | <1.2 |  |  | <8.5 ± 1.0 | [94 empty] | <58 | [119 empty] | Glass Cutting & Drilling, Micromachining, Ceramic Processing, Materials Processing | Cutting, Drilling, Printing, Scribing, Engraving, Packaging | Flex Circuit, Die Board, Metal, Plastic, Flat Panel Display, Paper, Foil, Wood and Derivatives, Polyethylene | https://www.coherent.com/lasers/laser/DIAMOND-j-series |  | 2017-10-12
391 | CO Laser - 5µm | CO Laser - 5µm | Laser | Pulsed |  | CO2 | 250000 |  |  | 250000+ | [16 empty] | ±3 | [11 empty] | >=750000 | Yes | IR | 5500 |  |  | 250 | 250 | [17 empty] | Single-shot to 200 | [6 empty] | 2 to 1000 | [14 empty] | <100 | [6 empty] | <=200 for <=6 ms |  |  |  | 48 ± 1.0% | [31 empty] | <=2.0 | [14 empty] | <1.2 |  |  | 4 ± 1.0 | [13 empty] | >=0.83, <=1.2 | <=2 | [6 empty] | Linear >=100:1 (parallel to baseplate) | [39 empty] | 1064.1 x 198.1 x 227.6 | [32 empty] | 45 |  | <=4.8 | [5 empty] | 5 to 45 |  |  |  |  | Anti-corrosion treated water |  |  | 103 (15 psi) at 5.7 I/min. (1.5 gpm) | 827 (120 psi) | 21 to 25 | ±1.0 | [6 empty] | >=5.7 | [34 empty] | <=95 (non-condensing) |  |  |  |  | <=2000 | [23 empty] | >2 | <=60 | [5 empty] | <=140 | [22 empty] | Glass Cutting & Drilling, Micromachining, Ceramic Processing, Materials Processing |  |  | https://www.coherent.com/lasers/laser/co2-and-co-lasers/co-laser-5m |  | 2017-09-12
392 | DIAMOND J-3-5 CO Laser | CO Laser - 5µm | Laser | Pulsed |  | CO2 | 250000 |  |  | 250000+ | [16 empty] | ±3 | [11 empty] | >=750000 | Yes | IR | 5500 |  |  | 250 | 250 | [17 empty] | Single-shot to 200 | [6 empty] | 2 to 1000 | [14 empty] | <100 | [6 empty] | <=200 for <=6 ms |  |  |  | 48 ± 1.0% | [31 empty] | <=2.0 | [14 empty] | <1.2 |  |  | 4 ± 1.0 | [13 empty] | >=0.83, <=1.2 | <=2 | [6 empty] | Linear >=100:1 (parallel to baseplate) | [39 empty] | 1064.1 x 198.1 x 227.6 | [32 empty] | 45 |  | <=4.8 | [5 empty] | 5 to 45 |  |  |  |  | Anti-corrosion treated water |  |  | 103 (15 psi) at 5.7 I/min. (1.5 gpm) | 827 (120 psi) | 21 to 25 | ±1.0 | [6 empty] | >=5.7 | [34 empty] | <=95 (non-condensing) |  |  |  |  | <=2000 | [23 empty] | >2 | <=60 | [5 empty] | <=140 | [22 empty] | Glass Cutting & Drilling, Micromachining, Ceramic Processing, Materials Processing |  |  | https://www.coherent.com/lasers/laser/co2-and-co-lasers/co-laser-5m |  | 2017-09-12
393 | DIAMOND J-2-9.4 | DIAMOND J-Series | Laser | Pulsed |  | CO2 | 160000 | 145000 | 15000 | 160000 | [14 empty] | >=450000 |  | ±6 | [12 empty] | Yes | IR | 9360 |  |  | 400 | 400 | [17 empty] | Single-shot to 200 | [6 empty] | 2 to 1000 | [14 empty] | <=60 | [6 empty] | <=120 for <= 6 ms |  |  |  | 48 ± 1.0% | [31 empty] | <=2.4 | [14 empty] | <1.2 |  |  | 7.0 ± 1.0 | [13 empty] | >=0.83, <=1.2 | <=2.4 | [6 empty] | Linear >=100:1 (parallel to baseplate) | [39 empty] | 830.5 x 198.1 x 227.6 | [32 empty] | 35 |  | <=2.5 | [5 empty] | 5 to 45 |  |  |  |  | Anti-corrosion treated water |  |  | 103 (15 psi) at 5.7 I/min. (1.5 gpm) | 827 (120 psi) | 21 to 25 | ±1.0 | [6 empty] | >=5.7 | [34 empty] | <=95 (non-condensing) |  |  |  |  | <=2000 | [24 empty] | <=70 | [5 empty] | <=60 | [22 empty] | Advanced Packaging and Interconnects, Converting, Drilling, Cutting, Scribing, Engraving, Marking | Cutting, Drilling, Printing, Scribing, Engraving, Packaging | Flex Circuit, Die Board, Metal, Plastic, Flat Panel Display, Paper, Foil, Wood and Derivatives, Polyethylene | https://www.coherent.com/lasers/laser/DIAMOND-j-series |  | 2017-09-01
394 | DIAMOND J-2-10.6 | DIAMOND J-Series | Laser | Pulsed |  | CO2 | 160000 | 145000 | 15000 | 160000 | [14 empty] | >=450000 |  | ±6 | [12 empty] | Yes | IR | 10600 |  |  | 400 | 400 | [17 empty] | Single-shot to 200 | [6 empty] | 2 to 1000 | [14 empty] | <=60 | [6 empty] | <=120 for <= 6 ms |  |  |  | 48 ± 1.0% | [31 empty] | <=2.0 | [14 empty] | <1.2 |  |  | 8.5 ± 1.0 | [13 empty] | >=0.83, <=1.2 | <=2.4 | [6 empty] | Linear >=100:1 (parallel to baseplate) | [39 empty] | 830.5 x 198.1 x 227.6 | [32 empty] | 35 |  | <=2.5 | [5 empty] | 5 to 45 |  |  |  |  | Anti-corrosion treated water |  |  | 103 (15 psi) at 5.7 I/min. (1.5 gpm) | 827 (120 psi) | 21 to 25 | ±1.0 | [6 empty] | >=5.7 | [34 empty] | <=95 (non-condensing) |  |  |  |  | <=2000 | [24 empty] | <=70 | [5 empty] | <=60 | [22 empty] | Advanced Packaging and Interconnects, Converting, Drilling, Cutting, Scribing, Engraving, Marking | Cutting, Drilling, Printing, Scribing, Engraving, Packaging | Flex Circuit, Die Board, Metal, Plastic, Flat Panel Display, Paper, Foil, Wood and Derivatives, Polyethylene | https://www.coherent.com/lasers/laser/DIAMOND-j-series |  | 2017-09-01
395 | DIAMOND J-3-9.4 | DIAMOND J-Series | Laser | Pulsed |  | CO2 | 250000 | 215000 | 10000 | 225000 | [16 empty] | ±6 | [12 empty] | Yes | IR | 9360 |  |  | 50 | 50 | [17 empty] | Single-shot to 200 | [6 empty] | 2 to 1000 | [14 empty] | <=90 | [6 empty] | <=200 for <=6 ms |  |  |  | 48 ± 1.0% | [31 empty] | <= 2.4 | [14 empty] | <1.2 |  |  | 7.0 ± 1.0 | [13 empty] | >=0.83, <=1.2 | <=2.4 | [6 empty] | Linear >=100:1 (parallel to baseplate) | [39 empty] | 1064.1 x 198.1 x 227.6 | [32 empty] | 45 |  | <=4.5 | [5 empty] | 5 to 45 |  |  |  |  | Anti-corrosion treated water |  |  | 103 (15 psi) at 5.7 I/min. (1.5 gpm) | 827 (120 psi) | 21 to 25 | ±1.0 | [6 empty] | >=5.7 | [34 empty] | <=95 (non-condensing) |  |  |  |  | <=2000 | [24 empty] | <=60 | [5 empty] | <=60 | [22 empty] | Advanced Packaging and Interconnects, Converting, Drilling, Cutting, Scribing, Engraving, Marking | Cutting, Drilling, Printing, Scribing, Engraving, Packaging | Flex Circuit, Die Board, Metal, Plastic, Flat Panel Display, Paper, Foil, Wood and Derivatives, Polyethylene | https://www.coherent.com/lasers/laser/DIAMOND-j-series |  | 2017-09-01
396 | DIAMOND J-3-10.2 | DIAMOND J-Series | Laser | Pulsed |  | CO2 | 225000 | 215000 | 10000 | 225000 | [16 empty] | ±6 | [12 empty] | Yes | IR | 10250 |  |  | 100 | 100 | [17 empty] | Single-shot to 200 | [6 empty] | 2 to 1000 | [14 empty] | <=90 | [6 empty] | <=200 for <=6 ms |  |  |  | 48 ± 1.0% | [31 empty] | <=2.0 | [14 empty] | <1.2 |  |  | 8.5 ± 1.0 | [13 empty] | >=0.83, <=1.2 | <=2 | [6 empty] | Linear >=100:1 (parallel to baseplate) | [39 empty] | 1064.1 x 198.1 x 227.6 | [32 empty] | 45 |  | <=4.5 | [5 empty] | 5 to 45 |  |  |  |  | Anti-corrosion treated water |  |  | 103 (15 psi) at 5.7 I/min. (1.5 gpm) | 827 (120 psi) | 21 to 25 | ±1.0 | [6 empty] | >=5.7 | [34 empty] | <=95 (non-condensing) |  |  |  |  | <=2000 | [24 empty] | <=60 | [5 empty] | <=60 | [22 empty] | Advanced Packaging and Interconnects, Converting, Drilling, Cutting, Scribing, Engraving, Marking | Cutting, Drilling, Printing, Scribing, Engraving, Packaging | Flex Circuit, Die Board, Metal, Plastic, Flat Panel Display, Paper, Foil, Wood and Derivatives, Polyethylene | https://www.coherent.com/lasers/laser/DIAMOND-j-series |  | 2017-09-01
397 | DIAMOND J-3-10.6 | DIAMOND J-Series | Laser | Pulsed |  | CO2 | 250000 | 240000 | 10000 | 250000 | [16 empty] | ±6 | [12 empty] | Yes | IR | 10600 |  |  | 400 | 400 | [17 empty] | Single-shot to 200 | [6 empty] | 2 to 1000 | [14 empty] | <=90 | [6 empty] | <=200 for <=6 ms |  |  |  | 48 ± 1.0% | [31 empty] | <=2.0 | [14 empty] | <1.2 |  |  | 8.5 ± 1.0 | [13 empty] | >=0.83, <=1.2 | <=2 | [6 empty] | Linear >=100:1 (parallel to baseplate) | [39 empty] | 1064.1 x 198.1 x 227.6 | [32 empty] | 45 |  | <=4.5 | [5 empty] | 5 to 45 |  |  |  |  | Anti-corrosion treated water |  |  | 103 (15 psi) at 5.7 I/min. (1.5 gpm) | 827 (120 psi) | 21 to 25 | ±1.0 | [6 empty] | >=5.7 | [34 empty] | <=95 (non-condensing) |  |  |  |  | <=2000 | [24 empty] | <=60 | [5 empty] | <=60 | [22 empty] | Advanced Packaging and Interconnects, Converting, Drilling, Cutting, Scribing, Engraving, Marking | Cutting, Drilling, Printing, Scribing, Engraving, Packaging | Flex Circuit, Die Board, Metal, Plastic, Flat Panel Display, Paper, Foil, Wood and Derivatives, Polyethylene | https://www.coherent.com/lasers/laser/DIAMOND-j-series |  | 2017-09-01
398 | DIAMOND J-5-9.4 | DIAMOND J-Series | Laser | Pulsed |  | CO2 | 400000 | 360000 | 40000 | 400000 | [14 empty] | >=1700000 |  | ±6 | [12 empty] | Yes | IR | 9360 |  |  | 50 | 50 | [17 empty] | Single-shot to 200 | [6 empty] | 2 to 800 | [14 empty] | <=180 | [6 empty] | <=200 for <=6 ms |  |  |  | 48 ± 1.0% | [31 empty] | <=2.2 | [14 empty] | <1.2 |  |  | 7.0 ± 1.0 | [13 empty] | >=0.83, <=1.2 | <=2.2 | [6 empty] | Linear >=100:1 (parallel to baseplate) | [39 empty] | 1225 x 198.1 x 227.6 | [32 empty] | 58 |  | <=8 | [5 empty] | 5 to 45 |  |  |  |  | Anti-corrosion treated water |  |  | 241 (35 psi) at 9.5 I/min. (2.5 gpm) | 827 (120 psi) | 21 to 25 | ±1.0 | [6 empty] | >=9.5 | [34 empty] | <=95 (non-condensing) |  |  |  |  | <=2000 | [24 empty] | <=40 | [5 empty] | <=40 | [22 empty] | Advanced Packaging and Interconnects, Converting, Drilling, Cutting, Scribing, Engraving, Marking | Cutting, Drilling, Printing, Scribing, Engraving, Packaging | Flex Circuit, Die Board, Metal, Plastic, Flat Panel Display, Paper, Foil, Wood and Derivatives, Polyethylene | https://www.coherent.com/lasers/laser/DIAMOND-j-series |  | 2017-09-01
399 | DIAMOND J-5-10.2 | DIAMOND J-Series | Laser | Pulsed |  | CO2 | 400000 | 360000 | 40000 | 400000 | [14 empty] | >=1450000 |  | ±6 | [12 empty] | Yes | IR | 10250 |  |  | 500 | 500 | [17 empty] | Single-shot to 200 | [6 empty] | 2 to 800 | [14 empty] | <=180 | [6 empty] | <=200 for <=6 ms |  |  |  | 48 ± 1.0% | [31 empty] | <=2.2 | [14 empty] | <1.2 |  |  | 8.5 ± 1.0 | [13 empty] | >=0.83, <=1.2 | <=2.2 | [6 empty] | Linear >=100:1 (parallel to baseplate) | [39 empty] | 1225 x 198.1 x 227.6 | [32 empty] | 58 |  | <=8 | [5 empty] | 5 to 45 |  |  |  |  | Anti-corrosion treated water |  |  | 241 (35 psi) at 9.5 I/min. (2.5 gpm) | 827 (120 psi) | 21 to 25 | ±1.0 | [6 empty] | >=9.5 | [34 empty] | <=95 (non-condensing) |  |  |  |  | <=2000 | [24 empty] | <=40 | [5 empty] | <=40 | [22 empty] | Advanced Packaging and Interconnects, Converting, Drilling, Cutting, Scribing, Engraving, Marking | Cutting, Drilling, Printing, Scribing, Engraving, Packaging | Flex Circuit, Die Board, Metal, Plastic, Flat Panel Display, Paper, Foil, Wood and Derivatives, Polyethylene | https://www.coherent.com/lasers/laser/DIAMOND-j-series |  | 2017-09-01
400 | DIAMOND J-5-10.6 | DIAMOND J-Series | Laser | Pulsed |  | CO2 | 450000 | 405000 | 45000 | 450000 | [14 empty] | >=1450000 |  | ±6 | [12 empty] | Yes | IR | 10200 | 10800 | 600 | [19 empty] | Single-shot to 200 | [6 empty] | 2 to 800 | [14 empty] | <=180 | [6 empty] | <=200 for <=6 ms |  |  |  | 48 ± 1.0% | [31 empty] | <=2.2 | [14 empty] | <1.2 |  |  | 8.5 ± 1.0 | [13 empty] | >=0.83, <=1.2 | <=2.2 | [6 empty] | Linear >=100:1 (parallel to baseplate) | [39 empty] | 1225 x 198.1 x 227.6 | [32 empty] | 58 |  | <=8 | [5 empty] | 5 to 45 |  |  |  |  | Anti-corrosion treated water |  |  | 241 (35 psi) at 9.5 I/min. (2.5 gpm) | 827 (120 psi) | 21 to 25 | ±1.0 | [6 empty] | >=9.5 | [34 empty] | <=95 (non-condensing) |  |  |  |  | <=2000 | [24 empty] | <=40 | [5 empty] | <=40 | [22 empty] | Advanced Packaging and Interconnects, Converting, Drilling, Cutting, Scribing, Engraving, Marking | Cutting, Drilling, Printing, Scribing, Engraving, Packaging | Flex Circuit, Die Board, Metal, Plastic, Flat Panel Display, Paper, Foil, Wood and Derivatives, Polyethylene | https://www.coherent.com/lasers/laser/DIAMOND-j-series |  | 2017-09-01
401 | DIAMOND J-5-10.6NB | DIAMOND J-Series | Laser | Pulsed |  | CO2 | 450000 | 405000 | 45000 | 450000 | [14 empty] | >=1450000 |  | ±6 | [12 empty] | Yes | IR | 10600 |  |  | 50 | 50 | [17 empty] | Single-shot to 200 | [6 empty] | 2 to 800 | [14 empty] | <=180 | [6 empty] | <=200 for <=6 ms |  |  |  | 48 ± 1.0% | [31 empty] | <=2.2 | [14 empty] | <1.2 |  |  | 8.5 ± 1.0 | [13 empty] | >=0.83, <=1.2 | <=2.2 | [6 empty] | Linear >=100:1 (parallel to baseplate) | [39 empty] | 1225 x 198.1 x 227.6 | [32 empty] | 58 |  | <=8 | [5 empty] | 5 to 45 |  |  |  |  | Anti-corrosion treated water |  |  | 241 (35 psi) at 9.5 I/min. (2.5 gpm) | 827 (120 psi) | 21 to 25 | ±1.0 | [6 empty] | >=9.5 | [34 empty] | <=95 (non-condensing) |  |  |  |  | <=2000 | [24 empty] | <=40 | [5 empty] | <=40 | [22 empty] | Advanced Packaging and Interconnects, Converting, Drilling, Cutting, Scribing, Engraving, Marking | Cutting, Drilling, Printing, Scribing, Engraving, Packaging | Flex Circuit, Die Board, Metal, Plastic, Flat Panel Display, Paper, Foil, Wood and Derivatives, Polyethylene | https://www.coherent.com/lasers/laser/DIAMOND-j-series |  | 2017-09-01
402 | AVIA NX Family of Compact DPSS Lasers | AVIA NX Family of Compact DPSS Lasers | Laser | Pulsed |  | Q-Switched DPSS |  | 80000 | 5000 | 85000 | [29 empty] | Yes | Deep UV - Visible | 354.7 | 532 | 177.3 |  |  |  | <300 | <300 |  | <300 | [50 empty] | <900 | <900 | [23 empty] | 3.50 ± 0.35 |  | <0.3 | [14 empty] | <1.3 | [33 empty] | TEM00 | [34 empty] | <22.5 | [148 empty] | µ-via drilling, Glass Cutting & Drilling, Thin-film Scribing, Ceramic Processing, Flex PCB drilling & cutting, IC Package singulation, Silicon Wafer scribing, Fine Metal Machining, Materials Processing, Flex Materials Cutting, 3D Package Manufacturing, IC Package Trimming, Wafer Scribing and Singulation, Solar Cell Scribing |  |  | https://www.coherent.com/lasers/laser/avia-nx-family-of-dpss-lasers |  | 2017-10-12
403 | AVIA NX 532-36 | AVIA NX Family of Compact DPSS Lasers | Laser | Pulsed |  | Q-Switched DPSS | 36000 | [23 empty] | <2 | [8 empty] | Yes | Visible | 532 | [6 empty] | Single-shot to 300 kHz |  |  |  | ±25 over 8 hours | [8 empty] | <5 | [6 empty] | <33 up to 110 kHz | [10 empty] | 327 at 110 kHz | [21 empty] | <500 | 500 | [19 empty] | <30 | [5 empty] | <0.3 | [7 empty] | <25 | [6 empty] | <1.3 |  |  | 3.50 ± 0.35 |  |  | At output port ±25% of Rayleigh Range | [18 empty] | >100:1 |  |  | Vertical ± 3º | [5 empty] | TEM00 | [33 empty] | 535.7 x 192.0 x 166.4 | 21.5 | [79 empty] | -20 to 60 | 10 to 35 | 10 to 35 | -20 to 50 |  | Cold Start: <45 min, Warm Start: <15 min | [8 empty] | 5 to 80 | [29 empty] | RS-232, Ethernet, USB | [24 empty] | µ-via drilling, Glass Cutting & Drilling, Thin-film Scribing, Ceramic Processing, Flex PCB drilling & cutting, IC Package singulation, Silicon Wafer scribing, Fine metal machining |  |  | https://www.coherent.com/lasers/laser/avia-nx-family-of-dpss-lasers |  | 2017-09-13
404 | AVIA NX 532-45 | AVIA NX Family of Compact DPSS Lasers | Laser | Pulsed |  | Q-Switched DPSS | 45000 | [23 empty] | <2 | [8 empty] | Yes | Visible | 532 | [6 empty] | Single-shot to 300 kHz |  |  |  | ±25 over 8 hours | [8 empty] | <5 | [6 empty] | <35 up to 130 kHz | [10 empty] | 346 at 130 kHz | [21 empty] | <600 | 600 | [19 empty] | <30 | [5 empty] | <0.3 | [7 empty] | <25 | [6 empty] | <1.3 |  |  | 3.50 ± 0.35 |  |  | At output port ±25% of Rayleigh Range | [18 empty] | >100:1 |  |  | Vertical ± 3º | [5 empty] | TEM00 | [33 empty] | 535.7 x 192.0 x 166.4 | 21.5 | [79 empty] | -20 to 60 | 10 to 35 | 10 to 35 | -20 to 50 |  | Cold Start: <45 min, Warm Start: <15 min | [8 empty] | 5 to 80 | [29 empty] | RS-232, Ethernet, USB | [24 empty] | µ-via drilling, Glass Cutting & Drilling, Thin-film Scribing, Ceramic Processing, Flex PCB drilling & cutting, IC Package singulation, Silicon Wafer scribing, Fine metal machining |  |  | https://www.coherent.com/lasers/laser/avia-nx-family-of-dpss-lasers |  | 2017-09-13
405 | AVIA NX 532-65 | AVIA NX Family of Compact DPSS Lasers | Laser | Pulsed |  | Q-Switched DPSS | 65000 | [23 empty] | <2 | [8 empty] | Yes | Visible | 532 | [6 empty] | Single-shot to 300 kHz |  |  |  | ±25 over 8 hours | [8 empty] | <5 | [6 empty] | <45 up to 150 kHz | [10 empty] | 433 at 150 kHz | [21 empty] | <700 | 700 | [19 empty] | <30 | [5 empty] | <0.3 | [7 empty] | <25 | [6 empty] | <1.3 |  |  | 3.50 ± 0.35 |  |  | At output port ±25% of Rayleigh Range | [18 empty] | >100:1 |  |  | Vertical ± 3º | [5 empty] | TEM00 | [33 empty] | 535.7 x 192.0 x 166.4 | 22.5 | [79 empty] | -20 to 60 | 10 to 35 | 10 to 35 | -20 to 50 |  | Cold Start: <45 min, Warm Start: <15 min | [8 empty] | 5 to 80 | [29 empty] | RS-232, Ethernet, USB | [24 empty] | µ-via drilling, Glass Cutting & Drilling, Thin-film Scribing, Ceramic Processing, Flex PCB drilling & cutting, IC Package singulation, Silicon Wafer scribing, Fine metal machining |  |  | https://www.coherent.com/lasers/laser/avia-nx-family-of-dpss-lasers |  | 2017-09-13
406 | AVIA NX 532-85 | AVIA NX Family of Compact DPSS Lasers | Laser | Pulsed |  | Q-Switched DPSS | 85000 | [23 empty] | <2 | [8 empty] | Yes | Visible | 532 | [6 empty] | Single-shot to 300 kHz |  |  |  | ±25 over 8 hours | [8 empty] | <5 | [6 empty] | <45 up to 160 kHz | [10 empty] | 531 at 160 kHz | [21 empty] | <900 | 900 | [19 empty] | <30 | [5 empty] | <0.3 | [7 empty] | <25 | [6 empty] | <1.3 |  |  | 3.50 ± 0.35 |  |  | At output port ±25% of Rayleigh Range | [18 empty] | >100:1 |  |  | Vertical ± 3º | [5 empty] | TEM00 | [33 empty] | 535.7 x 192.0 x 166.4 | 22.5 | [79 empty] | -20 to 60 | 10 to 35 | 10 to 35 | -20 to 50 |  | Cold Start: <45 min, Warm Start: <15 min | [8 empty] | 5 to 80 | [29 empty] | RS-232, Ethernet, USB | [24 empty] | µ-via drilling, Glass Cutting & Drilling, Thin-film Scribing, Ceramic Processing, Flex PCB drilling & cutting, IC Package singulation, Silicon Wafer scribing, Fine metal machining |  |  | https://www.coherent.com/lasers/laser/avia-nx-family-of-dpss-lasers |  | 2017-09-13
407 | AVIA NX 532-65 HPE | AVIA NX Family of Compact DPSS Lasers | Laser | Pulsed |  | Q-Switched DPSS | 65000 | [23 empty] | <2 | [8 empty] | Yes | Visible | 532 | [6 empty] | Single-shot to 300 kHz |  |  |  | ±25 over 8 hours | [8 empty] | <5 | [6 empty] | <30 up to 100 kHz | [10 empty] | 813 at 80 kHz | [21 empty] | <700 | 700 | [19 empty] | <30 | [5 empty] | <0.3 | [7 empty] | <25 | [6 empty] | <1.3 |  |  | 3.50 ± 0.35 |  |  | At output port ±25% of Rayleigh Range | [18 empty] | >100:1 |  |  | Vertical ± 3º | [5 empty] | TEM00 | [33 empty] | 535.7 x 192.0 x 166.4 | 22.5 | [79 empty] | -20 to 60 | 10 to 35 | 10 to 35 | -20 to 50 |  | Cold Start: <45 min, Warm Start: <15 min | [8 empty] | 5 to 80 | [29 empty] | RS-232, Ethernet, USB | [24 empty] | µ-via drilling, Glass Cutting & Drilling, Thin-film Scribing, Ceramic Processing, Flex PCB drilling & cutting, IC Package singulation, Silicon Wafer scribing, Fine metal machining |  |  | https://www.coherent.com/lasers/laser/avia-nx-family-of-dpss-lasers |  | 2017-09-13
408 | AVIA NX 532-85 HPE | AVIA NX Family of Compact DPSS Lasers | Laser | Pulsed |  | Q-Switched DPSS | 80000 | [23 empty] | <2 | [8 empty] | Yes | Visible | 532 | [6 empty] | Single-shot to 300 kHz |  |  |  | ±25 over 8 hours | [8 empty] | <5 | [6 empty] | <30 up to 100 kHz | [10 empty] | 1000 at 80 kHz | [21 empty] | <900 | 900 | [19 empty] | <30 | [5 empty] | <0.3 | [7 empty] | <25 | [6 empty] | <1.3 |  |  | 3.50 ± 0.35 |  |  | At output port ±25% of Rayleigh Range | [18 empty] | >100:1 |  |  | Vertical ± 3º | [5 empty] | TEM00 | [33 empty] | 535.7 x 192.0 x 166.4 | 22.5 | [79 empty] | -20 to 60 | 10 to 35 | 10 to 35 | -20 to 50 |  | Cold Start: <45 min, Warm Start: <15 min | [8 empty] | 5 to 80 | [29 empty] | RS-232, Ethernet, USB | [24 empty] | µ-via drilling, Glass Cutting & Drilling, Thin-film Scribing, Ceramic Processing, Flex PCB drilling & cutting, IC Package singulation, Silicon Wafer scribing, Fine metal machining |  |  | https://www.coherent.com/lasers/laser/avia-nx-family-of-dpss-lasers |  | 2017-09-13
409 | AVIA NX 355-20 | AVIA NX Family of Compact DPSS Lasers | Laser | Pulsed |  | Q-Switched DPSS | 20000 | [23 empty] | <2 | [8 empty] | Yes | Deep UV | 354.7 | [6 empty] | Single-shot to 250 kHz |  |  |  | ±25 over 8 hours | [8 empty] | <5 | [6 empty] | <30 up to 100 kHz | [10 empty] | 200 at 100 kHz | [21 empty] | <500 | 500 | [19 empty] | <30 | [5 empty] | <0.2 | [7 empty] | <25 | [6 empty] | <1.2 |  |  | 3.50 ± 0.35 |  |  | At output port ±25% of Rayleigh Range | [18 empty] | >100:1 |  |  | Vertical ± 3º | [5 empty] | TEM00 | [33 empty] | 535.7 x 192.0 x 166.4 | 21.5 | [79 empty] | -20 to 60 | 10 to 35 | 10 to 35 | -20 to 50 |  | Cold Start: <45 min, Warm Start: <15 min | [8 empty] | 5 to 80 | [29 empty] | RS-232, Ethernet, USB | [24 empty] | µ-via drilling, Glass Cutting & Drilling, Thin-film Scribing, Ceramic Processing, Flex PCB drilling & cutting, IC Package singulation, Silicon Wafer scribing, Fine metal machining |  |  | https://www.coherent.com/lasers/laser/avia-nx-family-of-dpss-lasers |  | 2017-09-13
410 | AVIA NX 355-25 | AVIA NX Family of Compact DPSS Lasers | Laser | Pulsed |  | Q-Switched DPSS | 25000 | [23 empty] | <2 | [8 empty] | Yes | Deep UV | 354.7 | [6 empty] | Single-shot to 300 kHz |  |  |  | ±25 over 8 hours | [8 empty] | <5 | [6 empty] | <30 up to 100 kHz | [10 empty] | 250 at 100 kHz | [21 empty] | <500 | 500 | [19 empty] | <30 | [5 empty] | <0.2 | [7 empty] | <25 | [6 empty] | <1.2 |  |  | 3.50 ± 0.35 |  |  | At output port ±25% of Rayleigh Range | [18 empty] | >100:1 |  |  | Vertical ± 3º | [5 empty] | TEM00 | [33 empty] | 535.7 x 192.0 x 166.4 | 21.5 | [79 empty] | -20 to 60 | 10 to 35 | 10 to 35 | -20 to 50 |  | Cold Start: <45 min, Warm Start: <15 min | [8 empty] | 5 to 80 | [29 empty] | RS-232, Ethernet, USB | [24 empty] | µ-via drilling, Glass Cutting & Drilling, Thin-film Scribing, Ceramic Processing, Flex PCB drilling & cutting, IC Package singulation, Silicon Wafer scribing, Fine metal machining |  |  | https://www.coherent.com/lasers/laser/avia-nx-family-of-dpss-lasers |  | 2017-09-13
411 | AVIA NX 355-30 | AVIA NX Family of Compact DPSS Lasers | Laser | Pulsed |  | Q-Switched DPSS | 30000 | [23 empty] | <2 | [8 empty] | Yes | Deep UV | 354.7 | [6 empty] | Single-shot to 300 kHz |  |  |  | ±25 over 8 hours | [8 empty] | <5 | [6 empty] | <32 up to 120 kHz | [10 empty] | 250 at 120 kHz | [21 empty] | <600 | 600 | [19 empty] | <30 | [5 empty] | <0.2 | [7 empty] | <25 | [6 empty] | <1.2 |  |  | 3.50 ± 0.35 |  |  | At output port ±25% of Rayleigh Range | [18 empty] | >100:1 |  |  | Vertical ± 3º | [5 empty] | TEM00 | [33 empty] | 535.7 x 192.0 x 166.4 | 21.5 | [79 empty] | -20 to 60 | 10 to 35 | 10 to 35 | -20 to 50 |  | Cold Start: <45 min, Warm Start: <15 min | [8 empty] | 5 to 80 | [29 empty] | RS-232, Ethernet, USB | [24 empty] | µ-via drilling, Glass Cutting & Drilling, Thin-film Scribing, Ceramic Processing, Flex PCB drilling & cutting, IC Package singulation, Silicon Wafer scribing, Fine metal machining |  |  | https://www.coherent.com/lasers/laser/avia-nx-family-of-dpss-lasers |  | 2017-09-13
412 | AVIA NX 355-40 | AVIA NX Family of Compact DPSS Lasers | Laser | Pulsed |  | Q-Switched DPSS | 40000 | [23 empty] | <2 | [8 empty] | Yes | Deep UV | 354.7 | [6 empty] | Single-shot to 300 kHz |  |  |  | ±25 over 8 hours | [8 empty] | <5 | [6 empty] | <35 up to 130 kHz | [10 empty] | 308 at 130 kHz | [21 empty] | <700 | 700 | [19 empty] | <30 | [5 empty] | <0.2 | [7 empty] | <25 | [6 empty] | <1.2 |  |  | 3.50 ± 0.35 |  |  | At output port ±25% of Rayleigh Range | [18 empty] | >100:1 |  |  | Vertical ± 3º | [5 empty] | TEM00 | [33 empty] | 535.7 x 192.0 x 166.4 | 22.5 | [79 empty] | -20 to 60 | 10 to 35 | 10 to 35 | -20 to 50 |  | Cold Start: <45 min, Warm Start: <15 min | [8 empty] | 5 to 80 | [29 empty] | RS-232, Ethernet, USB | [24 empty] | µ-via drilling, Glass Cutting & Drilling, Thin-film Scribing, Ceramic Processing, Flex PCB drilling & cutting, IC Package singulation, Silicon Wafer scribing, Fine metal machining |  |  | https://www.coherent.com/lasers/laser/avia-nx-family-of-dpss-lasers |  | 2017-09-13
413 | AVIA NX 355-55 | AVIA NX Family of Compact DPSS Lasers | Laser | Pulsed |  | Q-Switched DPSS | 55000 | [23 empty] | <2 | [8 empty] | Yes | Deep UV | 354.7 | [6 empty] | Single-shot to 300 kHz |  |  |  | ±25 over 8 hours | [8 empty] | <5 | [6 empty] | <35 up to 130 kHz | [10 empty] | 367 at 150 kHz | [21 empty] | <900 | 900 | [19 empty] | <30 | [5 empty] | <0.2 | [7 empty] | <25 | [6 empty] | <1.2 |  |  | 3.50 ± 0.35 |  |  | At output port ±25% of Rayleigh Range | [18 empty] | >100:1 |  |  | Vertical ± 3º | [5 empty] | TEM00 | [33 empty] | 535.7 x 192.0 x 166.4 | 22.5 | [79 empty] | -20 to 60 | 10 to 35 | 10 to 35 | -20 to 50 |  | Cold Start: <45 min, Warm Start: <15 min | [8 empty] | 5 to 80 | [29 empty] | RS-232, Ethernet, USB | [24 empty] | µ-via drilling, Glass Cutting & Drilling, Thin-film Scribing, Ceramic Processing, Flex PCB drilling & cutting, IC Package singulation, Silicon Wafer scribing, Fine metal machining |  |  | https://www.coherent.com/lasers/laser/avia-nx-family-of-dpss-lasers |  | 2017-09-13
414 | AVIA LX | AVIA LX | Laser | Pulsed |  | Q-Switched DPSS | 20000 | 15000 | 5000 | 20000 | [20 empty] | <2 | [8 empty] | Yes | Deep UV | 354.7 | [5 empty] | 300 | 300 |  | 300 | [9 empty] | Up to 400 | <4 | [6 empty] | <30 at 50 kHz | [32 empty] | <600 | 600 | [25 empty] | <2.5 | [14 empty] | <1.3 |  |  | 290 ± 10% | [9 empty] | >90 | [11 empty] | >100:1 |  |  | Vertical | [5 empty] | TEM00 | [33 empty] | 615.0 x 139.0 x 110.0 | 12.5 | [79 empty] | -20 to 60 | 15 to 40 |  |  |  | Cold Start: <20 min, Warm Start: <5 min | [38 empty] | RS-232, Ethernet, USB | [24 empty] | Materials Processing, Via Hole Drilling, Flex Materials Cutting, 3D Package Manufacturing, IC Package Trimming, Wafer Scribing and Singulation, Solar Cell Scribing |  |  | https://www.coherent.com/lasers/laser/diode-pumped-solid-state-lasers/avia-lx-compact-dpss-lasers |  | 2017-09-01
415 | AVIA LX 355-20 | AVIA LX | Laser | Pulsed |  | Q-Switched DPSS | 20000 | 15000 | 5000 | 20000 | [20 empty] | <2 | [8 empty] | Yes | Deep UV | 354.7 | [5 empty] | 300 | 300 |  | 300 | [9 empty] | Up to 400 | <4 | [6 empty] | <30 at 50 kHz | [32 empty] | <600 | 600 | [25 empty] | <2.5 | [14 empty] | <1.3 |  |  | 290 ± 10% | [9 empty] | >90 | [11 empty] | >100:1 |  |  | Vertical | [5 empty] | TEM00 | [33 empty] | 615.0 x 139.0 x 110.0 | 12.5 | [79 empty] | -20 to 60 | 15 to 40 |  |  |  | Cold Start: <20 min, Warm Start: <5 min | [38 empty] | RS-232, Ethernet, USB | [24 empty] | Materials Processing, Via Hole Drilling, Flex Materials Cutting, 3D Package Manufacturing, IC Package Trimming, Wafer Scribing and Singulation, Solar Cell Scribing |  |  | https://www.coherent.com/lasers/laser/diode-pumped-solid-state-lasers/avia-lx-compact-dpss-lasers |  | 2017-09-01
416 | ExciStar XS | ExciStar XS | Laser | Pulsed |  | Excimer |  | 3800 | 200 | 4000 | [29 empty] | Yes | Deep UV | 157 | 351 | 194 |  |  |  | <0.5 | <0.5 | [79 empty] | 3 x 1.5 | [79 empty] | 649 x 300 x 400 | [32 empty] | 58 | [119 empty] | DIAMOND and Eye Glass, Marking, Laser Vision Correction, Rapid Prototyping, Wire Stripping | Engraving, Heat Treating | DIAMOND, Glass, Plastic | https://www.coherent.com/lasers/laser/excistar-xs |  | 2017-10-12
417 | ExciStar XS 200 | ExciStar XS | Laser | Pulsed |  | Excimer | 200 | [32 empty] | Yes | Deep UV | 157 | [5 empty] | 0.2 | 0.2 | [11 empty] | 0.002 | [67 empty] | 3 x 1.5 | [79 empty] | 649 x 300 x 400 | [32 empty] | 58 | [119 empty] | DIAMOND and Eye Glass, Marking, Laser Vision Correction, Rapid Prototyping, Wire Stripping | Engraving, Heat Treating | DIAMOND, Glass, Plastic | https://www.coherent.com/lasers/laser/excistar-xs |  | 2017-09-01
418 | ExciStar XS 500 | ExciStar XS | Laser | Pulsed |  | Excimer | 500 | [32 empty] | Yes | Deep UV | 157 | [5 empty] | 0.5 | 0.5 | [11 empty] | 0.002 | [67 empty] | 3 x 1.5 | [79 empty] | 649 x 300 x 400 | [32 empty] | 58 | [119 empty] | DIAMOND and Eye Glass, Marking, Laser Vision Correction, Rapid Prototyping, Wire Stripping | Engraving, Heat Treating | DIAMOND, Glass, Plastic | https://www.coherent.com/lasers/laser/excistar-xs |  | 2017-09-01
419 | ExciStar XS 200 | ExciStar XS | Laser | Pulsed |  | Excimer | 1000 | [32 empty] | Yes | Deep UV | 193 | [5 empty] | 0.2 | 0.2 | [10 empty] | 7 ± 2 | 0.01 | <2 | [9 empty] | 5 | 1 | [21 empty] | 230 V, 50/60 Hz, single phase | [32 empty] | (6 ± 0.5) x (3 ± 0.5) | 3 x 1.5 | [79 empty] | 649 x 300 x 400 | [32 empty] | 58 | [19 empty] | Air | [72 empty] | 230 V, 50/60 Hz, single phase | [26 empty] | DIAMOND and Eye Glass, Marking, Laser Vision Correction, Rapid Prototyping, Wire Stripping | Engraving, Heat Treating | DIAMOND, Glass, Plastic | https://www.coherent.com/lasers/laser/excistar-xs |  | 2017-09-01
420 | ExciStar XS 500 | ExciStar XS | Laser | Pulsed |  | Excimer | 2500 | [32 empty] | Yes | Deep UV | 193 | [5 empty] | 0.5 | 0.5 | [10 empty] | 7 ± 2 | 0.01 | <2 | [9 empty] | 5 | 2.5 | [21 empty] | 230 V, 50/60 Hz, single phase | [32 empty] | (6 ± 0.5) x (3 ± 0.5) | 3 x 1.5 | [79 empty] | 649 x 300 x 400 | [32 empty] | 58 | [19 empty] | Air | [72 empty] | 230 V, 50/60 Hz, single phase | [26 empty] | DIAMOND and Eye Glass, Marking, Laser Vision Correction, Rapid Prototyping, Wire Stripping | Engraving, Heat Treating | DIAMOND, Glass, Plastic | https://www.coherent.com/lasers/laser/excistar-xs |  | 2017-09-01
421 | ExciStar XS 200 | ExciStar XS | Laser | Pulsed |  | Excimer | 1600 | [32 empty] | Yes | Deep UV | 248 | [5 empty] | 0.2 | 0.2 | [10 empty] | 7 ± 2 | 0.012 | <2 | [9 empty] | 8 | 1.6 | [21 empty] | 230 V, 50/60 Hz, single phase | [32 empty] | (6 ± 0.5) x (3 ± 0.5) | 3 x 1.5 | [79 empty] | 649 x 300 x 400 | [32 empty] | 58 | [19 empty] | Air | [72 empty] | 230 V, 50/60 Hz, single phase | [26 empty] | DIAMOND and Eye Glass, Marking, Laser Vision Correction, Rapid Prototyping, Wire Stripping | Engraving, Heat Treating | DIAMOND, Glass, Plastic | https://www.coherent.com/lasers/laser/excistar-xs |  | 2017-09-01
422 | ExciStar XS 500 | ExciStar XS | Laser | Pulsed |  | Excimer | 4000 | [32 empty] | Yes | Deep UV | 248 | [5 empty] | 0.5 | 0.5 | [10 empty] | 7 ± 2 | 0.012 | <2 | [9 empty] | 8 | 4 | [21 empty] | 230 V, 50/60 Hz, single phase | [32 empty] | (6 ± 0.5) x (3 ± 0.5) | 3 x 1.5 | [79 empty] | 649 x 300 x 400 | [32 empty] | 58 | [19 empty] | Air | [72 empty] | 230 V, 50/60 Hz, single phase | [26 empty] | DIAMOND and Eye Glass, Marking, Laser Vision Correction, Rapid Prototyping, Wire Stripping | Engraving, Heat Treating | DIAMOND, Glass, Plastic | https://www.coherent.com/lasers/laser/excistar-xs |  | 2017-09-01
423 | ExciStar XS 200 | ExciStar XS | Laser | Pulsed |  | Excimer | 800 | [32 empty] | Yes | Deep UV | 351 | [5 empty] | 0.2 | 0.2 | [11 empty] | 0.005 | [67 empty] | 3 x 1.5 | [79 empty] | 649 x 300 x 400 | [32 empty] | 58 | [119 empty] | DIAMOND and Eye Glass, Marking, Laser Vision Correction, Rapid Prototyping, Wire Stripping | Engraving, Heat Treating | DIAMOND, Glass, Plastic | https://www.coherent.com/lasers/laser/excistar-xs |  | 2017-09-01
424 | ExciStar XS 500 | ExciStar XS | Laser | Pulsed |  | Excimer | 2000 | [32 empty] | Yes | Deep UV | 351 | [5 empty] | 0.5 | 0.5 | [11 empty] | 0.005 | [67 empty] | 3 x 1.5 | [79 empty] | 649 x 300 x 400 | [32 empty] | 58 | [119 empty] | DIAMOND and Eye Glass, Marking, Laser Vision Correction, Rapid Prototyping, Wire Stripping | Engraving, Heat Treating | DIAMOND, Glass, Plastic | https://www.coherent.com/lasers/laser/excistar-xs |  | 2017-09-01
425 | HYPER RAPID | HYPER RAPID | Laser | Pulsed |  | High Power Industrial ps-Laser |  | 45000 | 55000 | 100000 | [29 empty] | Yes | Visible - IR | 532 | 1064 | 532 |  |  |  | <1000 |  | 400 | 1000 | [75 empty] | <3 |  | <1 | [14 empty] | <1.4 | [33 empty] | TEM00 | [183 empty] | Glass Cutting and Drilling, Ink-Jet Nozzle Drilling, TCO Structuring, µ-via drilling, Printing and Embossing Tools | Printing, 3D Contour Mapping | Glass, Ceramic, Sapphire | https://www.coherent.com/lasers/laser/hyper-rapid |  | 2017-10-12
426 | HyperRapid 100 P1064 | HYPER RAPID | Laser | Pulsed |  | High Power Industrial ps-Laser | 100000, 100000, 100000, 100000 |  |  |  | <1 at and 500 kHz | [28 empty] | Yes | IR | 1064 | [5 empty] | 400, 500, 800, 1000 |  | 400 | 1000 | [7 empty] | <15 | [8 empty] | <1 at and 500 kHz | [27 empty] | 100 to 230 VAC/ 50 to 60 Hz/ 3.6kW | [30 empty] | 3 |  |  | <1 | [7 empty] | <50 | [5 empty] | <1.4 | [12 empty] | >85 | [11 empty] | >>100:1 | [8 empty] | TEM00 | [33 empty] | 1170 x 551 x 194.4 | [85 empty] | <40 min from chiller start | [63 empty] | Glass Cutting and Drilling, Ink-Jet Nozzle Drilling, TCO Structuring, µ-via drilling, Printing and Embossing Tools | Printing, 3D Contour Mapping | Glass, Ceramic, Sapphire | https://www.coherent.com/lasers/laser/hyper-rapid |  | 2017-09-01
427 | HyperRapid 100 P532 | HYPER RAPID | Laser | Pulsed |  | High Power Industrial ps-Laser | 55000, 60000, 65000, 65000 | 10000 | 55000 | 65000 | [29 empty] | Yes | Visible | 532 | [5 empty] | 1000, 800, 400, 500 |  | 400 | 1000 | [7 empty] | <15 | [36 empty] | 100 to 230 VAC/ 50 to 60 Hz/ 3.6kW | [33 empty] | <1 | [7 empty] | <50 | [5 empty] | <1.4 | [12 empty] | >85 | [11 empty] | >>100:1 | [8 empty] | TEM00 | [33 empty] | 1170 x 551 x 194.4 | [85 empty] | <40 min from chiller start | [63 empty] | Glass Cutting and Drilling, Ink-Jet Nozzle Drilling, TCO Structuring, µ-via drilling, Printing and Embossing Tools | Printing, 3D Contour Mapping | Glass, Ceramic, Sapphire | https://www.coherent.com/lasers/laser/hyper-rapid |  | 2017-09-01
428 | HyperRapid 100 355-SW 355 | HYPER RAPID | Laser | Pulsed |  | High Power Industrial ps-Laser | 30000, 25000, 20000, | 10000 | 20000 | 30000 | [29 empty] | Yes | UV | 355 | [5 empty] | 400, 500, 800, 1000 |  | 400 | 1000 | [7 empty] | <15 | [36 empty] | 230 VAC for 1.6 kW/ 50 to 60 Hz | [30 empty] | 2.1 |  |  | <1 | [7 empty] | <50 | [5 empty] | <1.4 | [12 empty] | >85 | [11 empty] | >>100:1 | [8 empty] | TEM00 | [18 empty] | ±0.5 mm and <5 mrad | [14 empty] | 1170 x 551 x 192.75 | 115 | [67 empty] | 15 to 27 | [8 empty] | 5 to 50 | [7 empty] | <40 |  |  |  |  | <60%, non-condensing |  |  | 10 to 90%, non-condensing | [55 empty] | Glass Cutting & Drilling, Ink-Jet Nozzle Drilling, TCO Structuring, µ-via drilling, Printing & Embossing Tools | Printing, 3D Contour Mapping | Glass, Ceramic, Sapphire | https://www.coherent.com/lasers/laser/hyper-rapid |  | 2017-11-27
429 | HyperRapid 100 355-SW 532 | HYPER RAPID | Laser | Pulsed |  | High Power Industrial ps-Laser | 38000, 35000, 28000, 23000 | 15000 | 23000 | 38000 | [29 empty] | Yes | Visible | 532 | [5 empty] | 400, 500, 800, 1000 |  | 400 | 1000 | [7 empty] | <15 | [36 empty] | 230 VAC for 1.6 kW/ 50 to 60 Hz | [30 empty] | 2.1 |  |  | <1 | [7 empty] | <50 | [5 empty] | <1.4 | [12 empty] | >85 | [11 empty] | >>100:1 | [8 empty] | TEM00 | [18 empty] | ±0.5 mm and <5 mrad | [14 empty] | 1170 x 551 x 192.75 | 115 | [67 empty] | 15 to 27 | [8 empty] | 5 to 50 | [7 empty] | <40 |  |  |  |  | <60%, non-condensing |  |  | 10 to 90%, non-condensing | [55 empty] | Glass Cutting & Drilling, Ink-Jet Nozzle Drilling, TCO Structuring, µ-via drilling, Printing & Embossing Tools | Printing, 3D Contour Mapping | Glass, Ceramic, Sapphire | https://www.coherent.com/lasers/laser/hyper-rapid |  | 2017-11-27
430 | HyperRapid 100 355-SW 1064 | HYPER RAPID | Laser | Pulsed |  | High Power Industrial ps-Laser | 90000, 90000, 90000, 90000 |  |  |  | <1 | [28 empty] | Yes | IR | 1064 | [5 empty] | 400, 500, 800, 1000 |  | 400 | 1000 | [7 empty] | <15 | [8 empty] | <1 | [27 empty] | 230 VAC for 1.6 kW/ 50 to 60 Hz | [30 empty] | 2.65 |  |  | <1 | [7 empty] | <50 | [5 empty] | <1.4 | [12 empty] | >85 | [11 empty] | >>100:1 | [8 empty] | TEM00 | [18 empty] | ±0.5 mm and <5 mrad | [14 empty] | 1170 x 551 x 192.75 | 115 | [67 empty] | 15 to 27 | [8 empty] | 5 to 50 | [7 empty] | <40 |  |  |  |  | <60%, non-condensing |  |  | 10 to 90%, non-condensing | [55 empty] | Glass Cutting & Drilling, Ink-Jet Nozzle Drilling, TCO Structuring, µ-via drilling, Printing & Embossing Tools | Printing, 3D Contour Mapping | Glass, Ceramic, Sapphire | https://www.coherent.com/lasers/laser/hyper-rapid |  | 2017-09-01
431 | HyperRapid 50 1064 | HYPER RAPID | Laser | Pulsed |  | High Power Industrial ps-Laser | 50000 |  |  |  | <1 | [28 empty] | Yes | IR | 1064 | [7 empty] | 0 | 1000 | [7 empty] | <15 | [8 empty] | <1 | [27 empty] | 230 VAC for 3.5 kW/ 50 to 60 Hz | [30 empty] | 2.4 |  |  | <1 | [7 empty] | <50 | [5 empty] | <1.4 | [12 empty] | >85 | [11 empty] | >>100:1 | [8 empty] | TEM00 | [18 empty] | ±0.5 mm and <5 mrad | [83 empty] | 15 to 27 | [8 empty] | 5 to 50 | [7 empty] | <40 |  |  |  |  | <60%, non-condensing |  |  | 10 to 90%, non-condensing | [55 empty] | Glass Cutting & Drilling, Ink-Jet Nozzle Drilling, TCO Structuring, µ-via drilling, Printing & Embossing Tools | Printing, 3D Contour Mapping | Glass, Ceramic, Sapphire | https://www.coherent.com/lasers/laser/hyper-rapid |  | 2017-11-27
432 | HyperRapid 50 532 | HYPER RAPID | Laser | Pulsed |  | High Power Industrial ps-Laser | 25000 |  |  |  | <1 | [28 empty] | Yes | Visible | 532 | [7 empty] | 0 | 1000 | [7 empty] | <15 | [8 empty] | <1.5 | [27 empty] | 230 VAC for 3.5 kW/ 50 to 60 Hz | [30 empty] | 1.35 |  |  | <1 | [7 empty] | <50 | [5 empty] | <1.4 | [12 empty] | >85 | [11 empty] | >>100:1 | [8 empty] | TEM00 | [18 empty] | ±0.5 mm and <5 mrad | [83 empty] | 15 to 27 | [8 empty] | 5 to 50 | [7 empty] | <40 |  |  |  |  | <60%, non-condensing |  |  | 10 to 90%, non-condensing | [55 empty] | Glass Cutting & Drilling, Ink-Jet Nozzle Drilling, TCO Structuring, µ-via drilling, Printing & Embossing Tools | Printing, 3D Contour Mapping | Glass, Ceramic, Sapphire | https://www.coherent.com/lasers/laser/hyper-rapid |  | 2017-11-27
433 | HyperRapid 50 355 | HYPER RAPID | Laser | Pulsed |  | High Power Industrial ps-Laser | 16000 |  |  |  | <1 | [28 empty] | Yes | UV | 355 | [7 empty] | 0 | 1000 | [7 empty] | <15 | [8 empty] | <1.7 | [27 empty] | 230 VAC for 3.5 kW/ 50 to 60 Hz | [30 empty] | 1.65 |  |  | <1 | [7 empty] | <50 | [5 empty] | <1.4 | [12 empty] | >85 | [11 empty] | >>100:1 | [8 empty] | TEM00 | [18 empty] | ±0.5 mm and <5 mrad | [83 empty] | 15 to 27 | [8 empty] | 5 to 50 | [7 empty] | <40 |  |  |  |  | <60%, non-condensing |  |  | 10 to 90%, non-condensing | [55 empty] | Glass Cutting & Drilling, Ink-Jet Nozzle Drilling, TCO Structuring, µ-via drilling, Printing & Embossing Tools | Printing, 3D Contour Mapping | Glass, Ceramic, Sapphire | https://www.coherent.com/lasers/laser/hyper-rapid |  | 2017-11-27
434 | HyperRapid 50 HE 1064 | HYPER RAPID | Laser | Pulsed |  | High Power Industrial ps-Laser | 45000 |  |  |  | <1 | [28 empty] | Yes | IR | 1064 | [7 empty] | 0 | 1000 | [7 empty] | <15 | [8 empty] | <1 | [27 empty] | 230 VAC for 3.5 kW/ 50 to 60 Hz | [30 empty] | 2.4 |  |  | <1 | [7 empty] | <50 | [5 empty] | <1.4 | [12 empty] | >85 | [11 empty] | >>100:1 | [8 empty] | TEM00 | [18 empty] | ±0.5 mm and <5 mrad | [83 empty] | 15 to 27 | [8 empty] | 5 to 50 | [7 empty] | <40 |  |  |  |  | <60%, non-condensing |  |  | 10 to 90%, non-condensing | [55 empty] | Glass Cutting & Drilling, Ink-Jet Nozzle Drilling, TCO Structuring, µ-via drilling, Printing & Embossing Tools | Printing, 3D Contour Mapping | Glass, Ceramic, Sapphire | https://www.coherent.com/lasers/laser/hyper-rapid |  | 2017-11-27
435 | HyperRapid 50 HE 532 | HYPER RAPID | Laser | Pulsed |  | High Power Industrial ps-Laser | 26000 |  |  |  | <1 | [28 empty] | Yes | Visible | 532 | [7 empty] | 0 | 1000 | [7 empty] | <15 | [8 empty] | <1.5 | [27 empty] | 230 VAC for 3.5 kW/ 50 to 60 Hz | [30 empty] | 1.1 |  |  | <1 | [7 empty] | <50 | [5 empty] | <1.4 | [12 empty] | >85 | [11 empty] | >>100:1 | [8 empty] | TEM00 | [18 empty] | ±0.5 mm and <5 mrad | [83 empty] | 15 to 27 | [8 empty] | 5 to 50 | [7 empty] | <40 |  |  |  |  | <60%, non-condensing |  |  | 10 to 90%, non-condensing | [55 empty] | Glass Cutting & Drilling, Ink-Jet Nozzle Drilling, TCO Structuring, µ-via drilling, Printing & Embossing Tools | Printing, 3D Contour Mapping | Glass, Ceramic, Sapphire | https://www.coherent.com/lasers/laser/hyper-rapid |  | 2017-11-27
436 | HyperRapid 50 HE 355 | HYPER RAPID | Laser | Pulsed |  | High Power Industrial ps-Laser | 12500 |  |  |  | <1 | [28 empty] | Yes | UV | 355 | [7 empty] | 0 | 1000 | [7 empty] | <15 | [8 empty] | <1.7 | [27 empty] | 230 VAC for 3.5 kW/ 50 to 60 Hz | [30 empty] | 2 |  |  | <1 | [7 empty] | <50 | [5 empty] | <1.4 | [12 empty] | >85 | [11 empty] | >>100:1 | [8 empty] | TEM00 | [18 empty] | ±0.5 mm and <5 mrad | [83 empty] | 15 to 27 | [8 empty] | 5 to 50 | [7 empty] | <40 |  |  |  |  | <60%, non-condensing |  |  | 10 to 90%, non-condensing | [55 empty] | Glass Cutting & Drilling, Ink-Jet Nozzle Drilling, TCO Structuring, µ-via drilling, Printing & Embossing Tools | Printing, 3D Contour Mapping | Glass, Ceramic, Sapphire | https://www.coherent.com/lasers/laser/hyper-rapid |  | 2017-11-27
437 | HyperRapid NX | HyperRapid NX | Laser | Pulsed |  | High Power Industrial ps-Laser |  |  | 150000 | 100000+ | [29 empty] | Yes | Visible - IR | 355 | 1064 | 709 | [82 empty] | 5.0 ± 0.5 |  | <=1 | [14 empty] | <=1.3 | [67 empty] | 600 x 780 x 245 | 57 | [148 empty] | Ceramic Processing, Glass Cutting and Drilling, Materials Processing, Microelectronics, Semiconductor Manufacturing, Display | Cutting, Drilling |  | https://www.coherent.com/lasers/laser/hyper-rapid-nx |  | 2017-10-12
438 | HyperRapid NX 1064-50 | HyperRapid NX | Laser | Pulsed |  | High Power Industrial ps-Laser | 50000 |  | 50000 | 50000+ | <=1 | [28 empty] | Yes | IR | 1064 | [9 empty] | 200 to 1000 |  |  | 0 to 1000 |  |  |  | <15 |  | >=220 | [6 empty] | <=1 | [6 empty] | NA | 100 to 1000 | 10 |  |  |  |  | >=500 | [13 empty] | 100 to 230V AC/50 to 60 Hz/2.5 kW | [30 empty] | 5.0 ± 0.5 |  |  | <=1 | [6 empty] | <=50 (peak-to-peak) | [6 empty] | <=1.3 | [12 empty] | >=85 | [11 empty] | >100:1 |  |  | Vertical | [22 empty] | <=1 | <=5 | [15 empty] | 600 x 780 x 245 | 57 | [18 empty] | 500 x 317 x 615 | 43 |  |  | 19" rack | 16 | [11 empty] | 15 to 30 (free of condensation) |  |  |  | Water-to-Air or Water-to-Water | [46 empty] | 0 to 90% RH, non-condensing, Dew-point <22℃ | [54 empty] | Horizontal | [6 empty] | Ceramic Processing, Glass Cutting and Drilling, Materials Processing, Microelectronics, Semiconductor Manufacturing, Display | Cutting, Drilling |  | https://www.coherent.com/lasers/laser/hyper-rapid-nx |  | 2017-09-01
439 | HyperRapid NX 1064-100 | HyperRapid NX | Laser | Pulsed |  | High Power Industrial ps-Laser | 100000 |  | 100000 | 100000+ | <=1 | [28 empty] | Yes | IR | 1064 | [9 empty] | 200 to 1000 |  |  | 0 to 1000 |  |  |  | <15 |  | >=125 | [6 empty] | <=2 | [6 empty] | NA | 100 to 1000 | 10 |  |  |  |  | NA | [13 empty] | 100 to 230V AC/50 to 60 Hz/2.5 kW | [30 empty] | 5.0 ± 0.5 |  |  | <=1 | [6 empty] | <=50 (peak-to-peak) | [6 empty] | <=1.3 | [12 empty] | >=85 | [11 empty] | >100:1 |  |  | Horizontal | [22 empty] | <=1 | <=5 | [15 empty] | 600 x 780 x 245 | 57 | [18 empty] | 500 x 317 x 615 | 43 |  |  | 19" rack | 16 | [11 empty] | 15 to 30 (free of condensation) |  |  |  | Water-to-Air or Water-to-Water | [46 empty] | 0 to 90% RH, non-condensing, Dew-point <22℃ | [54 empty] | Horizontal | [6 empty] | Ceramic Processing, Glass Cutting and Drilling, Materials Processing, Microelectronics, Semiconductor Manufacturing, Display | Cutting, Drilling |  | https://www.coherent.com/lasers/laser/hyper-rapid-nx |  | 2017-09-01
440 | HyperRapid NX 532-25 | HyperRapid NX | Laser | Pulsed |  | High Power Industrial ps-Laser | 25000 |  | 25000 | 25000+ | <=1 | [28 empty] | Yes | Visible | 532 | [9 empty] | 200 to 1000 |  |  | 0 to 1000 |  |  |  | <15 |  | >=75 | [6 empty] | <=2 | [6 empty] | NA | 100 to 1000 | 10 |  |  |  |  | NA | [13 empty] | 100 to 230V AC/50 to 60 Hz/2.5 kW | [30 empty] | 5.0 ± 0.5 |  |  | <=1 | [6 empty] | <=50 (peak-to-peak) | [6 empty] | <=1.3 | [12 empty] | >=85 | [11 empty] | >100:1 |  |  | Horizontal | [22 empty] | <=1 | <=5 | [15 empty] | 600 x 780 x 245 | 57 | [18 empty] | 500 x 317 x 615 | 43 |  |  | 19" rack | 16 | [11 empty] | 15 to 30 (free of condensation) |  |  |  | Water-to-Air or Water-to-Water | [46 empty] | 0 to 90% RH, non-condensing, Dew-point <22℃ | [54 empty] | Horizontal | [6 empty] | Ceramic Processing, Glass Cutting and Drilling, Materials Processing, Microelectronics, Semiconductor Manufacturing, Display | Cutting, Drilling |  | https://www.coherent.com/lasers/laser/hyper-rapid-nx |  | 2017-09-01
441 | HyperRapid NX 532-50 | HyperRapid NX | Laser | Pulsed |  | High Power Industrial ps-Laser | 50000 |  | 50000 | 50000+ | <=1 | [28 empty] | Yes | Visible | 532 | [9 empty] | 400 to 1000 |  |  | 0 to 1000 |  |  |  | <15 |  | >=250 | [6 empty] | <=1 | [6 empty] | NA | 200 to 1000 | 10 |  |  |  |  | >=500 | [13 empty] | 100 to 230V AC/50 to 60 Hz/2.5 kW | [30 empty] | 5.0 ± 0.5 |  |  | <=1 | [6 empty] | <=50 (peak-to-peak) | [6 empty] | <=1.3 | [12 empty] | >=85 | [11 empty] | >100:1 |  |  | Vertical | [22 empty] | <=1 | <=5 | [15 empty] | 600 x 780 x 245 | 57 | [18 empty] | 500 x 317 x 615 | 43 |  |  | 19" rack | 16 | [11 empty] | 15 to 30 (free of condensation) |  |  |  | Water-to-Air or Water-to-Water | [46 empty] | 0 to 90% RH, non-condensing, Dew-point <22℃ | [54 empty] | Horizontal | [6 empty] | Ceramic Processing, Glass Cutting and Drilling, Materials Processing, Microelectronics, Semiconductor Manufacturing, Display | Cutting, Drilling |  | https://www.coherent.com/lasers/laser/hyper-rapid-nx |  | 2017-09-01
442 | HyperRapid NX 355-15 | HyperRapid NX | Laser | Pulsed |  | High Power Industrial ps-Laser | 15000 |  | 15000 | 15000+ | <=1 | [28 empty] | Yes | UV | 355 | [9 empty] | 400 to 1000 |  |  | 0 to 1000 |  |  |  | <15 |  | >=125 | [6 empty] | <=2 | [6 empty] | NA | 200 to 1000 | 10 |  |  |  |  | NA | [13 empty] | 100 to 230V AC/50 to 60 Hz/2.5 kW | [30 empty] | 5.0 ± 0.5 |  |  | <=1 | [6 empty] | <=50 (peak-to-peak) | [6 empty] | <=1.3 | [12 empty] | >=85 | [11 empty] | >100:1 |  |  | Horizontal | [22 empty] | <=1 | <=5 | [15 empty] | 600 x 780 x 245 | 57 | [18 empty] | 500 x 317 x 615 | 43 |  |  | 19" rack | 16 | [11 empty] | 15 to 30 (free of condensation) |  |  |  | Water-to-Air or Water-to-Water | [46 empty] | 0 to 90% RH, non-condensing, Dew-point <22℃ | [54 empty] | Horizontal | [6 empty] | Ceramic Processing, Glass Cutting and Drilling, Materials Processing, Microelectronics, Semiconductor Manufacturing, Display | Cutting, Drilling |  | https://www.coherent.com/lasers/laser/hyper-rapid-nx |  | 2017-09-01
443 | HyperRapid NX 355-30 | HyperRapid NX | Laser | Pulsed |  | High Power Industrial ps-Laser | 30000 |  | 30000 | 30000+ | <=1 | [28 empty] | Yes | UV | 355 | [9 empty] | 400 to 1000 |  |  | 0 to 1000 |  |  |  | <15 |  | >=75 | [6 empty] | <=2 | [6 empty] | NA | 200 to 1000 | 10 |  |  |  |  | NA | [13 empty] | 100 to 230V AC/50 to 60 Hz/2.5 kW | [30 empty] | 5.0 ± 0.5 |  |  | <=1 | [6 empty] | <=50 (peak-to-peak) | [6 empty] | <=1.3 | [12 empty] | >=85 | [11 empty] | >100:1 |  |  | Horizontal | [22 empty] | <=1 | <=5 | [15 empty] | 600 x 780 x 245 | 57 | [18 empty] | 500 x 317 x 615 | 43 |  |  | 19" rack | 16 | [11 empty] | 15 to 30 (free of condensation) |  |  |  | Water-to-Air or Water-to-Water | [46 empty] | 0 to 90% RH, non-condensing, Dew-point <22℃ | [61 empty] | Ceramic Processing, Glass Cutting and Drilling, Materials Processing, Microelectronics, Semiconductor Manufacturing, Display | Cutting, Drilling |  | https://www.coherent.com/lasers/laser/hyper-rapid-nx |  | 2017-09-01
444 | HyperRapid NX SmartCleave 1064-50 | HyperRapid NX | Laser | Pulsed |  | High Power Industrial ps-Laser | 50000 |  | 50000 | 50000+ | <=1 | [28 empty] | Yes | IR | 1064 | [18 empty] | >=250 | [6 empty] | <=1 | [9 empty] | 2 to 10 | [17 empty] | 100 to 230V AC/50 to 60 Hz/2.5 kW | [30 empty] | 5.0 ± 0.5 |  |  | <=1 | [6 empty] | <=50 (peak-to-peak) | [6 empty] | <=1.3 | [12 empty] | >= 85 | [11 empty] | >100:1 |  |  | Vertical | [22 empty] | <=1 | <=5 | [15 empty] | 600 x 780 x 245 | 57 | [7 empty] | Horizontal | [10 empty] | 500 x 317 x 615 | 43 |  |  | 19" rack | 16 | [11 empty] | 15 to 30 (free of condensation) |  |  |  | Water-to-Air or Water-to-Water | [13 empty] | <22 | [30 empty] | <45 min from chiller start |  | [0-90] RH, non-condensing | [61 empty] | Ceramic Processing, Glass Cutting and Drilling, Materials Processing, Microelectronics, Semiconductor Manufacturing, Display | Cutting, Drilling |  | https://www.coherent.com/lasers/laser/hyper-rapid-nx |  | 2017-09-01
445 | HyperRapid NX SmartCleave 1064-100 | HyperRapid NX | Laser | Pulsed |  | High Power Industrial ps-Laser | 100000 |  | 100000 | 100000+ | <=1 | [28 empty] | Yes | IR | 1064 | [18 empty] | >=250 | [6 empty] | <=1 | [9 empty] | 2 to 10 | [17 empty] | 100 to 230V AC/50 to 60 Hz/2.5 kW | [30 empty] | 5.0 ± 0.5 |  |  | <=1 | [6 empty] | <=50 (peak-to-peak) | [6 empty] | <=1.3 | [12 empty] | >= 85 | [11 empty] | >100:1 |  |  | Vertical | [22 empty] | <=1 | <=5 | [15 empty] | 600 x 780 x 245 | 57 | [7 empty] | Horizontal | [10 empty] | 500 x 317 x 615 | 43 |  |  | 19" rack | 16 | [11 empty] | 15 to 30 (free of condensation) |  |  |  | Water-to-Air or Water-to-Water | [13 empty] | <22 | [30 empty] | <45 min from chiller start |  | [0-90] RH, non-condensing | [61 empty] | Ceramic Processing, Glass Cutting and Drilling, Materials Processing, Microelectronics, Semiconductor Manufacturing, Display | Cutting, Drilling |  | https://www.coherent.com/lasers/laser/hyper-rapid-nx |  | 2017-09-01
446 | IndyStar 193 - 1 kHz | IndyStar | Laser | Pulsed |  | Excimer | [31 empty] | 8 |  | Yes | Deep UV | 193 | [8 empty] | 1 | [8 empty] | 5 ± 2 | [9 empty] | 8 | [8 empty] | <2 | [15 empty] | 230 V, 50/60 Hz, 2000 VA, single or two phases | [32 empty] | 6 x 2.7 | <3.5 x 1.5 | [132 empty] | Air/Water | [72 empty] | 230 V, 50/60 Hz, 2000 VA, single or two phases | [26 empty] | Photomask Inspection |  | Semiconductor | https://www.coherent.com/lasers/laser/indystar |  | 2017-11-28
447 | IndyStar 193 - 2 kHz | IndyStar | Laser | Pulsed |  | Excimer | [31 empty] | 8 |  | Yes | Deep UV | 193 | [8 empty] | 2 | [8 empty] | 4 ± 1 | [9 empty] | 4 | [8 empty] | <2 | [15 empty] | 230 V, 50/60 Hz, 2000 VA, single or two phases | [32 empty] | 5.7 x 2.3 | <3.5 x 1.5 | [132 empty] | Water | [72 empty] | 230 V, 50/60 Hz, 2000 VA, single or two phases | [26 empty] | Photomask Inspection |  | Semiconductor | https://www.coherent.com/lasers/laser/indystar |  | 2017-11-28
448 | IndyStar 248 - 2 kHz | IndyStar | Laser | Pulsed |  | Excimer | [31 empty] | 12 |  | Yes | Deep UV | 248 | [8 empty] | 2 | [8 empty] | 4 ± 1 | [9 empty] | 6 | [8 empty] | <2 | [15 empty] | 230 V, 50/60 Hz, 2000 VA, single or two phases | [32 empty] | 5.8 x 2.7 | <3.5 x 1.5 | [132 empty] | Water | [72 empty] | 230 V, 50/60 Hz, 2000 VA, single or two phases | [26 empty] | Photomask Inspection |  | Semiconductor | https://www.coherent.com/lasers/laser/indystar |  | 2017-11-28
449 | IndyStar 248 - 1 kHz | IndyStar | Laser | Pulsed |  | Excimer | [31 empty] | 12 |  | Yes | Deep UV | 248 | [8 empty] | 1 | [8 empty] | 6 ± 2 | [9 empty] | 12 | [8 empty] | <2 | [15 empty] | 230 V, 50/60 Hz, 2000 VA, single or two phases | [32 empty] | 5.8 x 2.8 | <3 x 2.3 | [132 empty] | Air/Water | [72 empty] | 230 V, 50/60 Hz, 2000 VA, single or two phases | [26 empty] | Photomask Inspection |  | Semiconductor | https://www.coherent.com/lasers/laser/indystar |  | 2017-11-28
450 | IndyStar | IndyStar | Laser | Pulsed |  | Excimer | 8000 | [32 empty] | Yes | Deep UV | 193 | 248 | 55 |  |  |  | 2 | 2 |  | 2 | [77 empty] | <3.5 x 1.5 | [79 empty] | 974 x 381 x 838 | [32 empty] | 135 (?) | [119 empty] | Photomask Inspection |  | Semiconductor | https://www.coherent.com/lasers/laser/indystar | Weight did not have unit of measurement | 2017-11-28
451 | LEAP | LEAP | Laser | Pulsed |  | Excimer |  | 218750 | 81250 | 300000 | [29 empty] | No | [10 empty] | <0.3 | [157 empty] | 2295 x 800 x 1000 | [32 empty] | <1000 | [119 empty] | 3D-Structuring, Etch Barrier Patterning, Ink-Jet Nozzle Drilling, Roll-To-Roll Circuit Patterning, DIAMOND Like Carbon Coating, Pulsed Laser Deposition, LLO - Laser Lift-Off, Micro-Structuring | Ablation-Material Removal | Ceramic, Polymer, Glass, Semiconductor, Plastic, Metal, Composite | https://www.coherent.com/lasers/laser/leap | No wavelength | 2017-10-12
452 | LEAP 80K | LEAP | Laser | Pulsed |  | Excimer | 81250 | [16 empty] | 81.25 | [15 empty] | No | [10 empty] | 0.125 | [8 empty] | 29 ± 5 | [18 empty] | <=1.2 |  | 550 to 650 | [13 empty] | 8.6 3-phase, 200/208 or 400 VAC, 50/60 Hz | [32 empty] | 32 ± 3.5 x 13 ± 4 | [31 empty] | <=4.5 x <=1.5 | [38 empty] | 2415 x 800 x (1090 ± 10), 95.1 x 31.4 x (42.9 ±0.4) | [42 empty] | 860 | [56 empty] | 20 I/min; T=19-21℃ | [34 empty] | 30 | 8.6 3-phase, 200/208 or 400 VAC, 50/60 Hz | [26 empty] | 3D-Structuring, Etch Barrier Patterning, Ink-Jet Nozzle Drilling, Roll-To-Roll Circuit Patterning, DIAMOND Like Carbon Coating, Pulsed Laser Deposition, LLO - Laser Lift-Off, Micro-Structuring | Ablation-Material Removal | Ceramic, Polymer, Glass, Semiconductor, Plastic, Metal, Composite | https://www.coherent.com/lasers/laser/leap | No wavelength | 2017-09-01
453 | LEAP 130K | LEAP | Laser | Pulsed |  | Excimer | 130000 | [16 empty] | 130 | [15 empty] | No | [10 empty] | 0.2 | [8 empty] | 29 ± 5 | [18 empty] | <=1.2 |  | 550 to 650 | [13 empty] | 8.6 3-phase, 200/208 or 400 VAC, 50/60 Hz | [32 empty] | 32 ± 3.5 x 13 ± 4 | [31 empty] | <=4.5 x <=1.5 | [38 empty] | 2415 x 800 x (1090 ± 10), 95.1 x 31.4 x (42.9 ±0.4) | [42 empty] | 860 | [56 empty] | 20 I/min; T=19-21℃ | [34 empty] | 30 | 8.6 3-phase, 200/208 or 400 VAC, 50/60 Hz | [26 empty] | 3D-Structuring, Etch Barrier Patterning, Ink-Jet Nozzle Drilling, Roll-To-Roll Circuit Patterning, DIAMOND Like Carbon Coating, Pulsed Laser Deposition, LLO - Laser Lift-Off, Micro-Structuring | Ablation-Material Removal | Ceramic, Polymer, Glass, Semiconductor, Plastic, Metal, Composite | https://www.coherent.com/lasers/laser/leap |  | 2017-09-01
454 | LEAP 80C | LEAP | Laser | Pulsed |  | Excimer | 81250 | [16 empty] | 81.25 | [15 empty] | No | [10 empty] | 0.125 | [8 empty] | 22 ± 5 | [18 empty] | <=1.2 |  | 550 to 650 | [13 empty] | 8.6 3-phase, 200/208 or 400 VAC, 50/60 Hz | [32 empty] | 33 ± 3.5 x 13 ± 4 | [31 empty] | <=4.5 x <=1.5 | [38 empty] | 2415 x 800 x (1090 ± 10), 95.1 x 31.4 x (42.9 ±0.4) | [42 empty] | 860 | [56 empty] | 20 I/min; T=19-21℃ | [34 empty] | 30 | 8.6 3-phase, 200/208 or 400 VAC, 50/60 Hz | [26 empty] | 3D-Structuring, Etch Barrier Patterning, Ink-Jet Nozzle Drilling, Roll-To-Roll Circuit Patterning, DIAMOND Like Carbon Coating, Pulsed Laser Deposition, LLO - Laser Lift-Off, Micro-Structuring | Ablation-Material Removal | Ceramic, Polymer, Glass, Semiconductor, Plastic, Metal, Composite | https://www.coherent.com/lasers/laser/leap | No wavelength | 2017-09-01
455 | LEAP 130C | LEAP | Laser | Pulsed |  | Excimer | 130000 | [16 empty] | 130 | [15 empty] | No | [10 empty] | 0.2 | [8 empty] | 22 ± 5 | [18 empty] | <=1.2 |  | 550 to 650 | [13 empty] | 8.6 3-phase, 200/208 or 400 VAC, 50/60 Hz | [32 empty] | 33 ± 3.5 x 13 ± 4 | [31 empty] | <=4.5 x <=1.5 | [38 empty] | 2415 x 800 x (1090 ± 10), 95.1 x 31.4 x (42.9 ±0.4) | [42 empty] | 860 | [56 empty] | 20 I/min; T=19-21℃ | [34 empty] | 30 | 8.6 3-phase, 200/208 or 400 VAC, 50/60 Hz | [26 empty] | 3D-Structuring, Etch Barrier Patterning, Ink-Jet Nozzle Drilling, Roll-To-Roll Circuit Patterning, DIAMOND Like Carbon Coating, Pulsed Laser Deposition, LLO - Laser Lift-Off, Micro-Structuring | Ablation-Material Removal | Ceramic, Polymer, Glass, Semiconductor, Plastic, Metal, Composite | https://www.coherent.com/lasers/laser/leap |  | 2017-09-01
456 | LEAP 100K | LEAP | Laser | Pulsed |  | Excimer | 100000 | [16 empty] | 100 | [15 empty] | No | [10 empty] | 0.1 | [8 empty] | 32 ± 5 | [18 empty] | <=1.2 |  | 900 to 1000 | [13 empty] | 9.6 3-phase, 200/208 or 400 VAC, 50/60 Hz | [32 empty] | 32 ± 3.5 x 13 ± 4 | [31 empty] | <=4.5 x <=1.5 | [38 empty] | 2415 x 800 x (1090 ± 10), 95.1 x 31.4 x (42.9 ±0.4) | [42 empty] | 860 | [56 empty] | 20 I/min; T=19-21℃ | [34 empty] | 30 | 9.6 3-phase, 200/208 or 400 VAC, 50/60 Hz | [26 empty] | 3D-Structuring, Etch Barrier Patterning, Ink-Jet Nozzle Drilling, Roll-To-Roll Circuit Patterning, DIAMOND Like Carbon Coating, Pulsed Laser Deposition, LLO - Laser Lift-Off, Micro-Structuring | Ablation-Material Removal | Ceramic, Polymer, Glass, Semiconductor, Plastic, Metal, Composite | https://www.coherent.com/lasers/laser/leap | No wavelength | 2017-09-01
457 | LEAP 150K | LEAP | Laser | Pulsed |  | Excimer | 150000 | [16 empty] | 150 | [15 empty] | No | [10 empty] | 0.15 | [8 empty] | 32 ± 5 | [18 empty] | <=1.2 |  | 900 to 1000 | [13 empty] | 9.6 3-phase, 200/208 or 400 VAC, 50/60 Hz | [32 empty] | 32 ± 3.5 x 13 ± 4 | [31 empty] | <=4.5 x <=1.5 | [38 empty] | 2415 x 800 x (1090 ± 10), 95.1 x 31.4 x (42.9 ±0.4) | [42 empty] | 860 | [56 empty] | 20 I/min; T=19-21℃ | [34 empty] | 30 | 9.6 3-phase, 200/208 or 400 VAC, 50/60 Hz | [26 empty] | 3D-Structuring, Etch Barrier Patterning, Ink-Jet Nozzle Drilling, Roll-To-Roll Circuit Patterning, DIAMOND Like Carbon Coating, Pulsed Laser Deposition, LLO - Laser Lift-Off, Micro-Structuring | Ablation-Material Removal | Ceramic, Polymer, Glass, Semiconductor, Plastic, Metal, Composite | https://www.coherent.com/lasers/laser/leap |  | 2017-09-01
458 | LEAP 100C | LEAP | Laser | Pulsed |  | Excimer | 100000 | [16 empty] | 100 | [15 empty] | No | [10 empty] | 0.1 | [8 empty] | 27 ± 5 | [18 empty] | <=1.2 |  | 550 to 650 | [13 empty] | 9.6 3-phase, 200/208 or 400 VAC, 50/60 Hz | [32 empty] | 33 ± 3.5 x 13 ± 4 | [31 empty] | <=4.5 x <=1.5 | [38 empty] | 2415 x 800 x (1090 ± 10), 95.1 x 31.4 x (42.9 ±0.4) | [42 empty] | 860 | [56 empty] | 20 I/min; T=19-21℃ | [34 empty] | 30 | 9.6 3-phase, 200/208 or 400 VAC, 50/60 Hz | [26 empty] | 3D-Structuring, Etch Barrier Patterning, Ink-Jet Nozzle Drilling, Roll-To-Roll Circuit Patterning, DIAMOND Like Carbon Coating, Pulsed Laser Deposition, LLO - Laser Lift-Off, Micro-Structuring | Ablation-Material Removal | Ceramic, Polymer, Glass, Semiconductor, Plastic, Metal, Composite | https://www.coherent.com/lasers/laser/leap | No wavelength | 2017-09-01
459 | LEAP 150C | LEAP | Laser | Pulsed |  | Excimer | 150000 | [16 empty] | 150 | [15 empty] | No | [10 empty] | 0.15 | [8 empty] | 27 ± 5 | [18 empty] | <=1.2 |  | 900 to 1000 | [13 empty] | 9.6 3-phase, 200/208 or 400 VAC, 50/60 Hz | [32 empty] | 33 ± 3.5 x 13 ± 4 | [31 empty] | <=4.5 x <=1.5 | [38 empty] | 2415 x 800 x (1090 ± 10), 95.1 x 31.4 x (42.9 ±0.4) | [42 empty] | 860 | [56 empty] | 20 I/min; T=19-21℃ | [34 empty] | 30 | 9.6 3-phase, 200/208 or 400 VAC, 50/60 Hz | [26 empty] | 3D-Structuring, Etch Barrier Patterning, Ink-Jet Nozzle Drilling, Roll-To-Roll Circuit Patterning, DIAMOND Like Carbon Coating, Pulsed Laser Deposition, LLO - Laser Lift-Off, Micro-Structuring | Ablation-Material Removal | Ceramic, Polymer, Glass, Semiconductor, Plastic, Metal, Composite | https://www.coherent.com/lasers/laser/leap |  | 2017-09-01
460 | LEAP 300C | LEAP | Laser | Pulsed |  | Excimer | 300000 | [16 empty] | 300 | [15 empty] | No | [10 empty] | 0.3 | [8 empty] | 29 ± 5 | [18 empty] | <=1.2 |  | 900 to 1000 | [13 empty] | 22 3-phase 400 VAC, 50/60 Hz | [32 empty] | 37 ± 3.5 x 13 ± 3 | [31 empty] | <=4.5 x <=1.5 | [38 empty] | 2563 x 820 x (1125 ± 10), 100.9 x 32.3 x (45.1 ± 0.4) | [42 empty] | 1000 | [56 empty] | 3-28 I/min; T=12-15℃ | [34 empty] | 50 | 22 3-phase 400 VAC, 50/60 Hz | [26 empty] | 3D-Structuring, Etch Barrier Patterning, Ink-Jet Nozzle Drilling, Roll-To-Roll Circuit Patterning, DIAMOND Like Carbon Coating, Pulsed Laser Deposition, LLO - Laser Lift-Off, Micro-Structuring | Ablation-Material Removal | Ceramic, Polymer, Glass, Semiconductor, Plastic, Metal, Composite | https://www.coherent.com/lasers/laser/leap | No wavelength | 2017-09-01
461 | LPXpro | LPXpro | Laser | Pulsed |  | Excimer |  | 77500 | 2500 | 80000 | [29 empty] | Yes | Deep UV | 157 | 351 | 194 |  |  |  | <0.4 | <0.4 |  | <0.4 | [160 empty] | 1966 x 800 x 475 | <430 | [148 empty] | 3D-Structuring, Etch Barrier Patterning, Interferometric, Nanostructuring, Laser Lift-Off, Fiber Bragg Grating, Production, DIAMOND Like Carbon Coating, Dopant Activation, Pulsed Laser Deposition, Laser Direct Patterning, Laser Lift-Off | Ablation-Material Removal, Heat Treating | Ceramic, Polymer, Glass, Semiconductor, Plastic, Metal, Composite | https://www.coherent.com/lasers/laser/lpxpro |  | 2017-10-12
462 | LPFpro 205-157 | LPXpro | Laser | Pulsed |  | Excimer | 2500 | [16 empty] | 2.5 | [15 empty] | Yes | Deep UV | 157 | [5 empty] | 0.05 | 0.05 |  | 0.05 | [5 empty] | 50 | [37 empty] | 208 or 400V, 50/60 Hz, 3-phase | [64 empty] | <=2 x 6 | [51 empty] | 1966 x 800 x 475 | 430 | [13 empty] | 750 x 460 x 185 | 50 | [70 empty] | <=7 I/min. (1.8 gal/min), 15 to 20℃ | [35 empty] | 208 or 400V, 50/60 Hz, 3-phase | [26 empty] | 3D-Structuring, Etch Barrier Patterning, Interferometric, Nanostructuring, Laser Lift-Off, Fiber Bragg Grating, Production, DIAMOND Like Carbon Coating, Dopant Activation, Pulsed Laser Deposition, Laser Direct Patterning, Laser Lift-Off | Ablation-Material Removal, Heat Treating | Ceramic, Polymer, Glass, Semiconductor, Plastic, Metal, Composite | https://www.coherent.com/lasers/laser/lpxpro |  | 2017-09-01
463 | LPFpro 205-193 | LPXpro | Laser | Pulsed |  | Excimer | 15000 | [16 empty] | 15 | [15 empty] | Yes | Deep UV | 193 | [5 empty] | 0.05 | 0.05 |  | 0.05 | [5 empty] | 400 | [37 empty] | 208 or 400V, 50/60 Hz, 3-phase | [64 empty] | <=2 x 6 | [51 empty] | 1966 x 800 x 475 | 430 | [13 empty] | 750 x 460 x 185 | 50 | [70 empty] | <=7 I/min. (1.8 gal/min), 15 to 20℃ | [35 empty] | 208 or 400V, 50/60 Hz, 3-phase | [26 empty] | 3D-Structuring, Etch Barrier Patterning, Interferometric, Nanostructuring, Laser Lift-Off, Fiber Bragg Grating, Production, DIAMOND Like Carbon Coating, Dopant Activation, Pulsed Laser Deposition, Laser Direct Patterning, Laser Lift-Off | Ablation-Material Removal, Heat Treating | Ceramic, Polymer, Glass, Semiconductor, Plastic, Metal, Composite | https://www.coherent.com/lasers/laser/lpxpro |  | 2017-09-01
464 | LPFpro 220-157 | LPXpro | Laser | Pulsed |  | Excimer | 7000 | [16 empty] | 7 | [15 empty] | Yes | Deep UV | 157 | [5 empty] | 0.2 | 0.2 |  | 0.2 | [5 empty] | 40 | [37 empty] | 208 or 400V, 50/60 Hz, 3-phase | [116 empty] | 1966 x 800 x 475 | 430 | [121 empty] | 208 or 400V, 50/60 Hz, 3-phase | [26 empty] | 3D-Structuring, Etch Barrier Patterning, Interferometric, Nanostructuring, Laser Lift-Off, Fiber Bragg Grating, Production, DIAMOND Like Carbon Coating, Dopant Activation, Pulsed Laser Deposition, Laser Direct Patterning, Laser Lift-Off | Ablation-Material Removal, Heat Treating | Ceramic, Polymer, Glass, Semiconductor, Plastic, Metal, Composite | https://www.coherent.com/lasers/laser/lpxpro |  | 2017-09-01
465 | LPFpro 220 -193 | LPXpro | Laser | Pulsed |  | Excimer | 40000 | [16 empty] | 40 | [15 empty] | Yes | Deep UV | 193 | [5 empty] | 0.2 | 0.2 |  | 0.2 | [5 empty] | 250 | [37 empty] | 208 or 400V, 50/60 Hz, 3-phase | [116 empty] | 1966 x 800 x 475 | 430 | [121 empty] | 208 or 400V, 50/60 Hz, 3-phase | [26 empty] | 3D-Structuring, Etch Barrier Patterning, Interferometric, Nanostructuring, Laser Lift-Off, Fiber Bragg Grating, Production, DIAMOND Like Carbon Coating, Dopant Activation, Pulsed Laser Deposition, Laser Direct Patterning, Laser Lift-Off | Ablation-Material Removal, Heat Treating | Ceramic, Polymer, Glass, Semiconductor, Plastic, Metal, Composite | https://www.coherent.com/lasers/laser/lpxpro |  | 2017-09-01
466 | LPXPro 210-193 | LPXpro | Laser | Pulsed |  | Excimer | 30000 | [16 empty] | 30 | [15 empty] | Yes | Deep UV | 193 | [5 empty] | 0.1 | 0.1 |  | 0.1 |  |  | 300 |  |  | 450 | [37 empty] | 208 or 400V, 50/60 Hz, 3-phase | [116 empty] | 1966 x 800 x 475 | 400 | [121 empty] | 208 or 400V, 50/60 Hz, 3-phase | [26 empty] | 3D-Structuring, Etch Barrier Patterning, Interferometric, Nanostructuring, Laser Lift-Off, Fiber Bragg Grating, Production, DIAMOND Like Carbon Coating, Dopant Activation, Pulsed Laser Deposition, Laser Direct Patterning, Laser Lift-Off | Ablation-Material Removal, Heat Treating | Ceramic, Polymer, Glass, Semiconductor, Plastic, Metal, Composite | https://www.coherent.com/lasers/laser/lpxpro |  | 2017-09-01
467 | LPXPro 210-248 | LPXpro | Laser | Pulsed |  | Excimer | 70000 | [16 empty] | 70 | [15 empty] | Yes | Deep UV | 248 | [5 empty] | 0.1 | 0.1 |  | 0.1 |  |  | 700 |  |  | 800 |  |  | 25 | [18 empty] | >=1 | [15 empty] | 208 or 400V, 50/60 Hz, 3-phase | [32 empty] | 12 x 24 | [31 empty] | <=1 x 3 | [51 empty] | 1966 x 800 x 475 | 400 | [121 empty] | 208 or 400V, 50/60 Hz, 3-phase | [26 empty] | 3D-Structuring, Etch Barrier Patterning, Interferometric, Nanostructuring, Laser Lift-Off, Fiber Bragg Grating, Production, DIAMOND Like Carbon Coating, Dopant Activation, Pulsed Laser Deposition, Laser Direct Patterning, Laser Lift-Off | Ablation-Material Removal, Heat Treating | Ceramic, Polymer, Glass, Semiconductor, Plastic, Metal, Composite | https://www.coherent.com/lasers/laser/lpxpro |  | 2017-09-01
468 | LPXPro 210-308 | LPXpro | Laser | Pulsed |  | Excimer | 45000 | [16 empty] | 45 | [15 empty] | Yes | Deep UV | 308 | [5 empty] | 0.1 | 0.1 |  | 0.1 |  |  | 450 |  |  | 500 | [37 empty] | 208 or 400V, 50/60 Hz, 3-phase | [116 empty] | 1966 x 800 x 475 | 400 | [121 empty] | 208 or 400V, 50/60 Hz, 3-phase | [26 empty] | 3D-Structuring, Etch Barrier Patterning, Interferometric, Nanostructuring, Laser Lift-Off, Fiber Bragg Grating, Production, DIAMOND Like Carbon Coating, Dopant Activation, Pulsed Laser Deposition, Laser Direct Patterning, Laser Lift-Off | Ablation-Material Removal, Heat Treating | Ceramic, Polymer, Glass, Semiconductor, Plastic, Metal, Composite | https://www.coherent.com/lasers/laser/lpxpro |  | 2017-09-01
469 | LPXPro 210-351 | LPXpro | Laser | Pulsed |  | Excimer | 20000 | [16 empty] | 20 | [15 empty] | Yes | Deep UV | 351 | [5 empty] | 0.1 | 0.1 |  | 0.1 |  |  | 200 |  |  | 400 | [37 empty] | 208 or 400V, 50/60 Hz, 3-phase | [116 empty] | 1966 x 800 x 475 | 400 | [121 empty] | 208 or 400V, 50/60 Hz, 3-phase | [26 empty] | 3D-Structuring, Etch Barrier Patterning, Interferometric, Nanostructuring, Laser Lift-Off, Fiber Bragg Grating, Production, DIAMOND Like Carbon Coating, Dopant Activation, Pulsed Laser Deposition, Laser Direct Patterning, Laser Lift-Off | Ablation-Material Removal, Heat Treating | Ceramic, Polymer, Glass, Semiconductor, Plastic, Metal, Composite | https://www.coherent.com/lasers/laser/lpxpro |  | 2017-09-01
470 | LPXpro 240-193 | LPXpro | Laser | Pulsed |  | Excimer | 24000 | [16 empty] | 24 | [15 empty] | Yes | Deep UV | 193 | [5 empty] | 0.3, 0.4 | 0.3, 0.4 |  | 0.4 |  |  | 80 |  |  | 160 | [37 empty] | 208 or 400V, 50/60 Hz, 3-phase | [116 empty] | 1966 x 800 x 475 | 400 | [121 empty] | 208 or 400V, 50/60 Hz, 3-phase | [26 empty] | 3D-Structuring, Etch Barrier Patterning, Interferometric, Nanostructuring, Laser Lift-Off, Fiber Bragg Grating, Production, DIAMOND Like Carbon Coating, Dopant Activation, Pulsed Laser Deposition, Laser Direct Patterning, Laser Lift-Off | Ablation-Material Removal, Heat Treating | Ceramic, Polymer, Glass, Semiconductor, Plastic, Metal, Composite | https://www.coherent.com/lasers/laser/lpxpro |  | 2017-09-01
471 | LPXpro 240-248 | LPXpro | Laser | Pulsed |  | Excimer | 64000 | [16 empty] | 64 | [15 empty] | Yes | Deep UV | 248 | [5 empty] | 0.3, 0.4 | 0.3, 0.4 |  | 0.4 |  |  | 160 |  |  | 300 |  |  | 15 | [18 empty] | >=2 | [15 empty] | 208 or 400V, 50/60 Hz, 3-phase | [32 empty] | 8 x 22 | [31 empty] | <=1 x 3 | [51 empty] | 1966 x 800 x 475 | 400 | [121 empty] | 208 or 400V, 50/60 Hz, 3-phase | [26 empty] | 3D-Structuring, Etch Barrier Patterning, Interferometric, Nanostructuring, Laser Lift-Off, Fiber Bragg Grating, Production, DIAMOND Like Carbon Coating, Dopant Activation, Pulsed Laser Deposition, Laser Direct Patterning, Laser Lift-Off | Ablation-Material Removal, Heat Treating | Ceramic, Polymer, Glass, Semiconductor, Plastic, Metal, Composite | https://www.coherent.com/lasers/laser/lpxpro |  | 2017-09-01
472 | LPXpro 240-351 | LPXpro | Laser | Pulsed |  | Excimer | 22000 | [16 empty] | 22 | [15 empty] | Yes | Deep UV | 351 | [5 empty] | 0.3, 0.4 | 0.3, 0.4 |  | 0.4 |  |  | 55 |  |  | 120 | [37 empty] | 208 or 400V, 50/60 Hz, 3-phase | [116 empty] | 1966 x 800 x 475 | 400 | [121 empty] | 208 or 400V, 50/60 Hz, 3-phase | [26 empty] | 3D-Structuring, Etch Barrier Patterning, Interferometric, Nanostructuring, Laser Lift-Off, Fiber Bragg Grating, Production, DIAMOND Like Carbon Coating, Dopant Activation, Pulsed Laser Deposition, Laser Direct Patterning, Laser Lift-Off | Ablation-Material Removal, Heat Treating | Ceramic, Polymer, Glass, Semiconductor, Plastic, Metal, Composite | https://www.coherent.com/lasers/laser/lpxpro |  | 2017-09-01
473 | LPXpro 305-193 | LPXpro | Laser | Pulsed |  | Excimer | 20000 | [16 empty] | 20 | [15 empty] | Yes | Deep UV | 193 | [5 empty] | 0.05 | 0.05 |  | 0.05 |  |  | 400 |  |  | 600 | [37 empty] | 208 or 400V, 50/60 Hz, 3-phase | [116 empty] | 1966 x 800 x 475 | 430 | [121 empty] | 208 or 400V, 50/60 Hz, 3-phase | [26 empty] | 3D-Structuring, Etch Barrier Patterning, Interferometric, Nanostructuring, Laser Lift-Off, Fiber Bragg Grating, Production, DIAMOND Like Carbon Coating, Dopant Activation, Pulsed Laser Deposition, Laser Direct Patterning, Laser Lift-Off | Ablation-Material Removal, Heat Treating | Ceramic, Polymer, Glass, Semiconductor, Plastic, Metal, Composite | https://www.coherent.com/lasers/laser/lpxpro |  | 2017-09-01
474 | LPXpro 305-248 | LPXpro | Laser | Pulsed |  | Excimer | 40000 | [16 empty] | 40 | [15 empty] | Yes | Deep UV | 248 | [5 empty] | 0.05 | 0.05 |  | 0.05 |  |  | 800 |  |  | 1100 |  |  | 25 | [18 empty] | >=1 | [15 empty] | 208 or 400V, 50/60 Hz, 3-phase | [32 empty] | 12 x 30 | [31 empty] | <=1 x 3 | [51 empty] | 1966 x 800 x 475 | 430 | [121 empty] | 208 or 400V, 50/60 Hz, 3-phase | [26 empty] | 3D-Structuring, Etch Barrier Patterning, Interferometric, Nanostructuring, Laser Lift-Off, Fiber Bragg Grating, Production, DIAMOND Like Carbon Coating, Dopant Activation, Pulsed Laser Deposition, Laser Direct Patterning, Laser Lift-Off | Ablation-Material Removal, Heat Treating | Ceramic, Polymer, Glass, Semiconductor, Plastic, Metal, Composite | https://www.coherent.com/lasers/laser/lpxpro |  | 2017-09-01
475 | LPXpro 305-308 | LPXpro | Laser | Pulsed |  | Excimer | 30000 | [16 empty] | 30 | [15 empty] | Yes | Deep UV | 308 | [5 empty] | 0.05 | 0.05 |  | 0.05 |  |  | 600 |  |  | 700 | [37 empty] | 208 or 400V, 50/60 Hz, 3-phase | [116 empty] | 1966 x 800 x 475 | 430 | [121 empty] | 208 or 400V, 50/60 Hz, 3-phase | [26 empty] | 3D-Structuring, Etch Barrier Patterning, Interferometric, Nanostructuring, Laser Lift-Off, Fiber Bragg Grating, Production, DIAMOND Like Carbon Coating, Dopant Activation, Pulsed Laser Deposition, Laser Direct Patterning, Laser Lift-Off | Ablation-Material Removal, Heat Treating | Ceramic, Polymer, Glass, Semiconductor, Plastic, Metal, Composite | https://www.coherent.com/lasers/laser/lpxpro |  | 2017-09-01
476 | LPXpro 305-351 | LPXpro | Laser | Pulsed |  | Excimer | 15000 | [16 empty] | 15 | [15 empty] | Yes | Deep UV | 351 | [5 empty] | 0.05 | 0.05 |  | 0.05 |  |  | 300 |  |  | 400 | [37 empty] | 208 or 400V, 50/60 Hz, 3-phase | [116 empty] | 1966 x 800 x 475 | 430 | [121 empty] | 208 or 400V, 50/60 Hz, 3-phase | [26 empty] | 3D-Structuring, Etch Barrier Patterning, Interferometric, Nanostructuring, Laser Lift-Off, Fiber Bragg Grating, Production, DIAMOND Like Carbon Coating, Dopant Activation, Pulsed Laser Deposition, Laser Direct Patterning, Laser Lift-Off | Ablation-Material Removal, Heat Treating | Ceramic, Polymer, Glass, Semiconductor, Plastic, Metal, Composite | https://www.coherent.com/lasers/laser/lpxpro |  | 2017-09-01
477 | LPXPro 220-193 | LPXpro | Laser | Pulsed |  | Excimer | 50000 | [16 empty] | 50 | [15 empty] | Yes | Deep UV | 193 | [5 empty] | 0.2 | 0.2 |  | 0.2 |  |  | 250 |  |  | 300 | [37 empty] | 208 or 400V, 50/60 Hz, 3-phase | [116 empty] | 1966 x 800 x 475 | 400 | [121 empty] | 208 or 400V, 50/60 Hz, 3-phase | [26 empty] | 3D-Structuring, Etch Barrier Patterning, Interferometric, Nanostructuring, Laser Lift-Off, Fiber Bragg Grating, Production, DIAMOND Like Carbon Coating, Dopant Activation, Pulsed Laser Deposition, Laser Direct Patterning, Laser Lift-Off | Ablation-Material Removal, Heat Treating | Ceramic, Polymer, Glass, Semiconductor, Plastic, Metal, Composite | https://www.coherent.com/lasers/laser/lpxpro |  | 2017-09-01
478 | LPXpro 220-248 | LPXpro | Laser | Pulsed |  | Excimer | 80000 | [16 empty] | 80 | [15 empty] | Yes | Deep UV | 248 | [5 empty] | 0.2 | 0.2 |  | 0.2 |  |  | 400 |  |  | 550 |  |  | 20 | [18 empty] | >=1 | [15 empty] | 208 or 400V, 50/60 Hz, 3-phase | [32 empty] | 8 x 24 | [31 empty] | <=1 x 3 | [51 empty] | 1966 x 800 x 475 | 400 | [121 empty] | 208 or 400V, 50/60 Hz, 3-phase | [26 empty] | 3D-Structuring, Etch Barrier Patterning, Interferometric, Nanostructuring, Laser Lift-Off, Fiber Bragg Grating, Production, DIAMOND Like Carbon Coating, Dopant Activation, Pulsed Laser Deposition, Laser Direct Patterning, Laser Lift-Off | Ablation-Material Removal, Heat Treating | Ceramic, Polymer, Glass, Semiconductor, Plastic, Metal, Composite | https://www.coherent.com/lasers/laser/lpxpro |  | 2017-09-01
479 | LPXpro 220-308 | LPXpro | Laser | Pulsed |  | Excimer | 55000 | [16 empty] | 55 | [15 empty] | Yes | Deep UV | 308 | [5 empty] | 0.2 | 0.2 |  | 0.2 |  |  | 275 |  |  | 300 | [37 empty] | 208 or 400V, 50/60 Hz, 3-phase | [116 empty] | 1966 x 800 x 475 | 400 | [121 empty] | 208 or 400V, 50/60 Hz, 3-phase | [26 empty] | 3D-Structuring, Etch Barrier Patterning, Interferometric, Nanostructuring, Laser Lift-Off, Fiber Bragg Grating, Production, DIAMOND Like Carbon Coating, Dopant Activation, Pulsed Laser Deposition, Laser Direct Patterning, Laser Lift-Off | Ablation-Material Removal, Heat Treating | Ceramic, Polymer, Glass, Semiconductor, Plastic, Metal, Composite | https://www.coherent.com/lasers/laser/lpxpro |  | 2017-09-01
480 | LPXpro 220-351 | LPXpro | Laser | Pulsed |  | Excimer | 26000 | [16 empty] | 26 | [15 empty] | Yes | Deep UV | 351 | [5 empty] | 0.2 | 0.2 |  | 0.2 |  |  | 130 |  |  | 200 | [37 empty] | 208 or 400V, 50/60 Hz, 3-phase | [116 empty] | 1966 x 800 x 475 | 400 | [121 empty] | 208 or 400V, 50/60 Hz, 3-phase | [26 empty] | 3D-Structuring, Etch Barrier Patterning, Interferometric, Nanostructuring, Laser Lift-Off, Fiber Bragg Grating, Production, DIAMOND Like Carbon Coating, Dopant Activation, Pulsed Laser Deposition, Laser Direct Patterning, Laser Lift-Off | Ablation-Material Removal, Heat Treating | Ceramic, Polymer, Glass, Semiconductor, Plastic, Metal, Composite | https://www.coherent.com/lasers/laser/lpxpro |  | 2017-09-01
481 | MATRIX CW Lasers | MATRIX CW Lasers | Laser | Pulsed |  | Q-Switched DPSS | 10000 | 8000 | 2000 | 10000 | [9 empty] | 750 VA (max) 350 VA | [6 empty] | ±2% | [12 empty] | Yes | IR | 1064 | [56 empty] | 90 to 240 VAC, 50 to 60 Hz | [29 empty] | <2.7 | [14 empty] | <1.2 |  | 680 ± 70 | [22 empty] | Linear >100:1/Vertical | [6 empty] | <1% between 10 Hz to 100 kHz |  | TEM00 |  |  | 0.9 TO 1.1 | [27 empty] | 416 x 128 x 167 | [38 empty] | <300 | [31 empty] | -20 to 50 | 15 to 40 | [15 empty] | 15 to 50 | [6 empty] | 0 to 90 | 0 to 95 |  |  |  | 0 to 13716 | 0 to 3048 |  | 25 g/6 ms EN 60068-2-6 | 1 g/6 ms EN 60068-2-6 | [24 empty] | RS-232 Interface | [23 empty] | Industrial, Scientific, Marking, Surface Treatment, Optical Tweezers, Trapping | Cutting, Dicing/Scribing, Drilling, Engraving, Marking, Repair, Stereolithography, Thin Film Patterning, Trimming | Ceramic, FPD, Glass, Metal, Polymer, Sapphire, Wafer, Solar Cell/Panel, Flexible PCB, Photopolymer, Mould, Hard Disk, Indent Card, LCD, Medical Device, Plastic, Memory, Photopolymer, ITO Layers, Quartz, Resistor | https://www.coherent.com/lasers/laser/matrix-cw-lasers |  | 2017-09-01
482 | MATRIX 1064 CW | MATRIX CW Lasers | Laser | Pulsed |  | Q-Switched DPSS | 10000 | 8000 | 2000 | 10000 | [9 empty] | 750 VA (max) 350 VA | [6 empty] | ±2% | [12 empty] | Yes | IR | 1064 | [56 empty] | 90 to 240 VAC, 50 to 60 Hz | [29 empty] | <2.7 | [14 empty] | <1.2 |  | 680 ± 70 | [22 empty] | Linear >100:1/Vertical | [6 empty] | <1% between 10 Hz to 100 kHz |  | TEM00 |  |  | 0.9 TO 1.1 | [27 empty] | 416 x 128 x 167 | [38 empty] | <300 | [31 empty] | -20 to 50 | 15 to 40 | [15 empty] | 15 to 50 | [6 empty] | 0 to 90 | 0 to 95 |  |  |  | 0 to 13716 | 0 to 3048 |  | 25 g/6 ms EN 60068-2-6 | 1 g/6 ms EN 60068-2-6 | [24 empty] | RS-232 Interface | [23 empty] | Industrial, Scientific, Marking, Surface Treatment, Optical Tweezers, Trapping | Cutting, Dicing/Scribing, Drilling, Engraving, Marking, Repair, Stereolithography, Thin Film Patterning, Trimming | Ceramic, FPD, Glass, Metal, Polymer, Sapphire, Wafer, Solar Cell/Panel, Flexible PCB, Photopolymer, Mould, Hard Disk, Indent Card, LCD, Medical Device, Plastic, Memory, Photopolymer, ITO Layers, Quartz, Resistor | https://www.coherent.com/lasers/laser/matrix-cw-lasers |  | 2017-09-01
483 | MATRIX QS DPSS Lasers | MATRIX QS DPSS Lasers | Laser | Pulsed |  | Q-Switched DPSS |  | 8000 | 2000 | 10000 | [29 empty] | Yes | UV - IR | 355 | 1064 | 709 |  |  |  | <200 | <200 |  | <200 | [126 empty] | TEM00 | [183 empty] | Industrial, Scientific, Marking, Surface Treatment, Optical Tweezers, Trapping, Materials Processing, Materials Processing, Marking of Complex Plastic Structures, Laser Trimming of Embedded Passives with Diode- Pumped Solid-State Lasers, Inside Glass Marking, Laser Direct Patterning, LED Package Marking, Solar P1 to P3, Thin-Film Scribing, Rapid Prototyping |  |  | https://www.coherent.com/lasers/main/diode-pumped-solid-state-lasers/pulsed-q-switched/matrix-family-of-dpss-lasers |  | 2017-10-12
484 | MATRIX 1064 1-LP | MATRIX QS DPSS Lasers | Laser | Pulsed |  | Q-Switched DPSS | 1000 | [12 empty] | 1200 VA (max)/<=500 VA, 750 VA (max)/<=350 VA | [6 empty] | ±2% | [9 empty] | 80 to 100 |  |  | Yes | IR | 1064 | [13 empty] | 10 |  |  |  | >40 |  | <2 (rms) | [36 empty] | 90 to 240 VAC, 50 to 60 Hz | [35 empty] | 0.55 mm and <3 mrad | [21 empty] | >90% | [20 empty] | TEM00 | [30 empty] | 416 x 128 x 167 | [17 empty] | 100 x 210 x 325, 100 x 131 x 335 | [19 empty] | <300 |  |  |  | 15 to 50 | [27 empty] | <20 min cold start, <5 min from warm start | -20 to 50 | 15 to 40 | [22 empty] | 0 to 90 | 0 to 95 |  |  |  | 0 to 13716 | 0 to 3048 |  | 25 g/6 ms EN 60068-2-6 | 1 g/6 ms EN 60068-2-6 | [5 empty] | ±0.2 mm, ± 2 mrad | [18 empty] | RS-232 Interface, TTL QS control | [23 empty] | Materials Processing | Cutting, Dicing/Scribing, Drilling, Engraving, Marking, Repair, Stereolithography, Thin Film Patterning, Trimming | Ceramic, FPD, Glass, Metal, Polymer, Sapphire, Wafer, Solar Cell/Panel, Flexible PCB, Photopolymer, Mould, Hard Disk, Indent Card, LCD, Medical Device, Plastic, Memory, Photopolymer, ITO Layers, Quartz, Resistor | https://www.coherent.com/lasers/laser/matrix-qs-dpss-lasers |  | 2017-09-01
485 | MATRIX 1064-7-10 | MATRIX QS DPSS Lasers | Laser | Pulsed |  | Q-Switched DPSS | 7000 | [12 empty] | 1200 VA (max)/<=500 VA, 750 VA (max)/<=350 VA | [6 empty] | ±2% | [9 empty] | 20 to 100 |  |  | Yes | IR | 1064 | [13 empty] | 30 |  |  |  | <60 |  | <1.5 at 5 kHz (rms) | [36 empty] | 90 to 240 VAC, 50 to 60 Hz | [35 empty] | 0.55 mm and <3 mrad | [21 empty] | >90% | [20 empty] | TEM00 | [30 empty] | 416 x 128 x 167 | [17 empty] | 100 x 210 x 325, 100 x 131 x 335 | [19 empty] | <300 |  |  |  | 15 to 50 | [27 empty] | <20 min cold start, <5 min from warm start | -20 to 50 | 15 to 40 | [22 empty] | 0 to 90 | 0 to 95 |  |  |  | 0 to 13716 | 0 to 3048 |  | 25 g/6 ms EN 60068-2-6 | 1 g/6 ms EN 60068-2-6 | [5 empty] | ±0.2 mm, ± 2 mrad | [18 empty] | RS-232 Interface, TTL QS control | [23 empty] | Materials Processing | Cutting, Dicing/Scribing, Drilling, Engraving, Marking, Repair, Stereolithography, Thin Film Patterning, Trimming | Ceramic, FPD, Glass, Metal, Polymer, Sapphire, Wafer, Solar Cell/Panel, Flexible PCB, Photopolymer, Mould, Hard Disk, Indent Card, LCD, Medical Device, Plastic, Memory, Photopolymer, ITO Layers, Quartz, Resistor | https://www.coherent.com/lasers/laser/matrix-qs-dpss-lasers |  | 2017-09-01
486 | MATRIX 1064-10-30 | MATRIX QS DPSS Lasers | Laser | Pulsed |  | Q-Switched DPSS | 10000 | [12 empty] | 1200 VA (max)/<=500 VA, 750 VA (max)/<=350 VA | [6 empty] | ±2% | [9 empty] | 20 to 100 |  |  | Yes | IR | 1064 | [13 empty] | 100 |  |  |  | <40 |  | <1.5 (rms) | [36 empty] | 90 to 240 VAC, 50 to 60 Hz | [35 empty] | 0.55 mm and <3 mrad | [21 empty] | >90% | [20 empty] | TEM00 | [30 empty] | 416 x 128 x 167 | [17 empty] | 100 x 210 x 325, 100 x 131 x 335 | [19 empty] | <300 |  |  |  | 15 to 50 | [27 empty] | <20 min cold start, <5 min from warm start | -20 to 50 | 15 to 40 | [22 empty] | 0 to 90 | 0 to 95 |  |  |  | 0 to 13716 | 0 to 3048 |  | 25 g/6 ms EN 60068-2-6 | 1 g/6 ms EN 60068-2-6 | [5 empty] | ±0.2 mm, ± 2 mrad | [18 empty] | RS-232 Interface, TTL QS control | [23 empty] | Materials Processing | Cutting, Dicing/Scribing, Drilling, Engraving, Marking, Repair, Stereolithography, Thin Film Patterning, Trimming | Ceramic, FPD, Glass, Metal, Polymer, Sapphire, Wafer, Solar Cell/Panel, Flexible PCB, Photopolymer, Mould, Hard Disk, Indent Card, LCD, Medical Device, Plastic, Memory, Photopolymer, ITO Layers, Quartz, Resistor | https://www.coherent.com/lasers/laser/matrix-qs-dpss-lasers |  | 2017-09-01
487 | MATRIX 355-M1 | MATRIX QS DPSS Lasers | Laser | Pulsed |  | Q-Switched DPSS | 500 | [12 empty] | 750 VA (max)/<=350 VA | [6 empty] | <2 | [9 empty] | 70 to 100 |  |  | Yes | UV | 355 | [13 empty] | 100 |  |  |  | <30 | [7 empty] | <5 | [30 empty] | 90 to 240 VAC, 50 to 60 Hz | [35 empty] | 0.23 mm and <2.8 mrad | [21 empty] | >90 | [20 empty] | TEM00 | [30 empty] | 500 x 200 x 85.5 | [17 empty] | 100 x 131 x 335 | [19 empty] | <350 |  |  |  | 15 to 50 | [27 empty] | <20 min cold start, <5 min from warm start | -20 to 50 | 15 to 40 | [22 empty] | 0 to 90 | 0 to 95 |  |  |  | 0 to 13716 | 0 to 3048 |  | ± 10g EN 60068-2-26 | ±1 g dynamic EN 60068-2-6 | [5 empty] | ±0.2 mm, ± 2 mrad | [42 empty] | Materials Processing, Marking of Complex Plastic Structures, Laser Trimming of Embedded Passives with Diode- Pumped Solid-State Lasers, Inside Glass Marking, Laser Direct Patterning, LED Package Marking, Solar P1 to P3, Thin-Film Scribing, Rapid Prototyping | Cutting, Dicing/Scribing, Drilling, Engraving, Marking, Repair, Stereolithography, Thin Film Patterning, Trimming | Ceramic, FPD, Glass, Metal, Polymer, Sapphire, Wafer, Solar Cell/Panel, Flexible PCB, Photopolymer, Mould, Hard Disk, Indent Card, LCD, Medical Device, Plastic, Memory, Photopolymer, ITO Layers, Quartz, Resistor | https://www.coherent.com/lasers/laser/matrix-qs-dpss-lasers |  | 2017-09-01
488 | MATRIX 355-1-60 | MATRIX QS DPSS Lasers | Laser | Pulsed |  | Q-Switched DPSS | 1000 | [12 empty] | 750 VA (max)/<=350 VA | [6 empty] | <2 | [9 empty] | 50 to 100 |  |  | Yes | UV | 355 | [13 empty] | 100 |  |  |  | <25 | [7 empty] | <2 | [30 empty] | 90 to 240 VAC, 50 to 60 Hz | [35 empty] | 0.23 mm and <2.8 mrad | [21 empty] | >90 | [20 empty] | TEM00 | [30 empty] | 500 x 200 x 85.5 | [17 empty] | 100 x 131 x 335 | [19 empty] | <350 |  |  |  | 15 to 50 | [27 empty] | <20 min cold start, <5 min from warm start | -20 to 50 | 15 to 40 | [22 empty] | 0 to 90 | 0 to 95 |  |  |  | 0 to 13716 | 0 to 3048 |  | ± 10g EN 60068-2-26 | ±1 g dynamic EN 60068-2-6 | [5 empty] | ±0.2 mm, ± 2 mrad | [42 empty] | Materials Processing, Marking of Complex Plastic Structures, Laser Trimming of Embedded Passives with Diode- Pumped Solid-State Lasers, Inside Glass Marking, Laser Direct Patterning, LED Package Marking, Solar P1 to P3, Thin-Film Scribing, Rapid Prototyping | Cutting, Dicing/Scribing, Drilling, Engraving, Marking, Repair, Stereolithography, Thin Film Patterning, Trimming | Ceramic, FPD, Glass, Metal, Polymer, Sapphire, Wafer, Solar Cell/Panel, Flexible PCB, Photopolymer, Mould, Hard Disk, Indent Card, LCD, Medical Device, Plastic, Memory, Photopolymer, ITO Layers, Quartz, Resistor | https://www.coherent.com/lasers/laser/matrix-qs-dpss-lasers |  | 2017-09-01
489 | MATRIX 355-5-50 | MATRIX QS DPSS Lasers | Laser | Pulsed |  | Q-Switched DPSS | 5000 | [12 empty] | 750 VA (max)/<=350 VA | [6 empty] | <2 | [9 empty] | 50 to 100 |  |  | Yes | UV | 355 | [13 empty] | 150 |  |  |  | <30 | [7 empty] | <2 | [30 empty] | 90 to 240 VAC, 50 to 60 Hz | [35 empty] | 0.23 mm and <2.8 mrad | [21 empty] | >85 | [20 empty] | TEM00 | [30 empty] | 500 x 200 x 85.5 | [17 empty] | 100 x 131 x 335 | [19 empty] | <450 |  |  |  | 15 to 50 | [27 empty] | <20 min cold start, <5 min from warm start | -20 to 50 | 15 to 35 | [22 empty] | 0 to 90 | 0 to 95 |  |  |  | 0 to 13716 | 0 to 3048 |  | ± 10g EN 60068-2-26 | ±1 g dynamic EN 60068-2-6 | [5 empty] | ±0.2 mm, ± 2 mrad | [42 empty] | Materials Processing, Marking of Complex Plastic Structures, Laser Trimming of Embedded Passives with Diode- Pumped Solid-State Lasers, Inside Glass Marking, Laser Direct Patterning, LED Package Marking, Solar P1 to P3, Thin-Film Scribing, Rapid Prototyping | Cutting, Dicing/Scribing, Drilling, Engraving, Marking, Repair, Stereolithography, Thin Film Patterning, Trimming | Ceramic, FPD, Glass, Metal, Polymer, Sapphire, Wafer, Solar Cell/Panel, Flexible PCB, Photopolymer, Mould, Hard Disk, Indent Card, LCD, Medical Device, Plastic, Memory, Photopolymer, ITO Layers, Quartz, Resistor | https://www.coherent.com/lasers/laser/matrix-qs-dpss-lasers |  | 2017-09-01
490 | MATRIX 355-8-50 | MATRIX QS DPSS Lasers | Laser | Pulsed |  | Q-Switched DPSS | 8000 | [12 empty] | 750 VA (max)/<=350 VA | [6 empty] | <2 | [9 empty] | 70 to 100 |  |  | Yes | UV | 355 | [13 empty] | 150 |  |  |  | <25 | [7 empty] | <2 | [30 empty] | 90 to 240 VAC, 50 to 60 Hz | [35 empty] | 0.23 mm and <2.8 mrad | [21 empty] | >85 | [20 empty] | TEM00 | [30 empty] | 500 x 200 x 85.5 | [17 empty] | 100 x 131 x 335 | [19 empty] | <450 |  |  |  | 15 to 50 | [27 empty] | <20 min cold start, <5 min from warm start | -20 to 50 | 15 to 30 | [22 empty] | 0 to 90 | 0 to 95 |  |  |  | 0 to 13716 | 0 to 3048 |  | ± 10g EN 60068-2-26 | ±1 g dynamic EN 60068-2-6 | [5 empty] | ±0.2 mm, ± 2 mrad | [42 empty] | Materials Processing, Marking of Complex Plastic Structures, Laser Trimming of Embedded Passives with Diode- Pumped Solid-State Lasers, Inside Glass Marking, Laser Direct Patterning, LED Package Marking, Solar P1 to P3, Thin-Film Scribing, Rapid Prototyping | Cutting, Dicing/Scribing, Drilling, Engraving, Marking, Repair, Stereolithography, Thin Film Patterning, Trimming | Ceramic, FPD, Glass, Metal, Polymer, Sapphire, Wafer, Solar Cell/Panel, Flexible PCB, Photopolymer, Mould, Hard Disk, Indent Card, LCD, Medical Device, Plastic, Memory, Photopolymer, ITO Layers, Quartz, Resistor | https://www.coherent.com/lasers/laser/matrix-qs-dpss-lasers |  | 2017-09-01
491 | MATRIX 355-1-60 BE | MATRIX QS DPSS Lasers | Laser | Pulsed |  | Q-Switched DPSS | 1000 | [12 empty] | 750 VA (max)/<=350 VA | [6 empty] | <2 | [9 empty] | 50 to 100 |  |  | Yes | UV | 355 | [13 empty] | 100 |  |  |  | <25 | [7 empty] | <2 | [30 empty] | 90 to 240 VAC, 50 to 60 Hz | [35 empty] | 2.2 mm and <0.5 mrad | [21 empty] | >90 | [20 empty] | TEM00 | [30 empty] | 500 x 200 x 85.5 | [17 empty] | 100 x 131 x 335 | [19 empty] | <350 |  |  |  | 15 to 50 | [27 empty] | <20 min cold start, <5 min from warm start | -20 to 50 | 15 to 40 | [22 empty] | 0 to 90 | 0 to 95 |  |  |  | 0 to 13716 | 0 to 3048 |  | ± 10g EN 60068-2-26 | ±1 g dynamic EN 60068-2-6 | [5 empty] | ±0.2 mm, ± 2 mrad | [42 empty] | Materials Processing, Marking of Complex Plastic Structures, Laser Trimming of Embedded Passives with Diode- Pumped Solid-State Lasers, Inside Glass Marking, Laser Direct Patterning, LED Package Marking, Solar P1 to P3, Thin-Film Scribing, Rapid Prototyping | Cutting, Dicing/Scribing, Drilling, Engraving, Marking, Repair, Stereolithography, Thin Film Patterning, Trimming | Ceramic, FPD, Glass, Metal, Polymer, Sapphire, Wafer, Solar Cell/Panel, Flexible PCB, Photopolymer, Mould, Hard Disk, Indent Card, LCD, Medical Device, Plastic, Memory, Photopolymer, ITO Layers, Quartz, Resistor | https://www.coherent.com/lasers/laser/matrix-qs-dpss-lasers |  | 2017-09-01
492 | MATRIX 532-7-30 | MATRIX QS DPSS Lasers | Laser | Pulsed |  | Q-Switched DPSS | 7000 | [12 empty] | 1200 VA (max)/<=500 VA, 750 VA (max)/<=350 VA | [6 empty] | ±2% | [9 empty] | 80 to 100 |  |  | Yes | Visible | 532 | [13 empty] | 100 |  |  |  | <20 |  | <2 (rms) | [36 empty] | 90 to 240 VAC, 50 to 60 Hz | [35 empty] | 0.23 mm and <4.2 | [21 empty] | >90% | [20 empty] | TEM00 | [30 empty] | 416 x 128 x 167 | [17 empty] | 100 x 210 x 325, 100 x 131 x 335 | [19 empty] | <300 |  |  |  | 15 to 50 | [27 empty] | <20 min cold start, <5 min from warm start | -20 to 50 | 15 to 40 | [22 empty] | 0 to 90 | 0 to 95 |  |  |  | 0 to 13716 | 0 to 3048 |  | 25 g/6 ms EN 60068-2-6 | 1 g/6 ms EN 60068-2-6 | [5 empty] | ±0.2 mm, ± 2 mrad | [42 empty] | Materials Processing | Cutting, Dicing/Scribing, Drilling, Engraving, Marking, Repair, Stereolithography, Thin Film Patterning, Trimming | Ceramic, FPD, Glass, Metal, Polymer, Sapphire, Wafer, Solar Cell/Panel, Flexible PCB, Photopolymer, Mould, Hard Disk, Indent Card, LCD, Medical Device, Plastic, Memory, Photopolymer, ITO Layers, Quartz, Resistor | https://www.coherent.com/lasers/laser/matrix-qs-dpss-lasers |  | 2017-09-01
493 | MATRIX 532-8-100 | MATRIX QS DPSS Lasers | Laser | Pulsed |  | Q-Switched DPSS | 8000 | [12 empty] | 1200 VA (max)/<=500 VA, 750 VA (max)/<=350 VA | [6 empty] | ±2% | [9 empty] | 80 to 100 |  |  | Yes | Visible | 532 | [13 empty] | 200 |  |  |  | <35 |  | <2 (rms) | [36 empty] | 90 to 240 VAC, 50 to 60 Hz | [35 empty] | 0.23 mm and <4.2 | [21 empty] | >90% | [20 empty] | TEM00 | [30 empty] | 416 x 128 x 167 | [17 empty] | 100 x 210 x 325, 100 x 131 x 335 | [19 empty] | <300 |  |  |  | 15 to 50 | [27 empty] | <20 min cold start, <5 min from warm start | -20 to 50 | 15 to 40 | [22 empty] | 0 to 90 | 0 to 95 |  |  |  | 0 to 13716 | 0 to 3048 |  | 25 g/6 ms EN 60068-2-6 | 1 g/6 ms EN 60068-2-6 | [5 empty] | ±0.2 mm, ± 2 mrad | [42 empty] | Materials Processing | Cutting, Dicing/Scribing, Drilling, Engraving, Marking, Repair, Stereolithography, Thin Film Patterning, Trimming | Ceramic, FPD, Glass, Metal, Polymer, Sapphire, Wafer, Solar Cell/Panel, Flexible PCB, Photopolymer, Mould, Hard Disk, Indent Card, LCD, Medical Device, Plastic, Memory, Photopolymer, ITO Layers, Quartz, Resistor | https://www.coherent.com/lasers/laser/matrix-qs-dpss-lasers |  | 2017-09-01
494 | MATRIX 532-14-40 | MATRIX QS DPSS Lasers | Laser | Pulsed |  | Q-Switched DPSS | 14000 | [12 empty] | 1200 VA (max)/<=500 VA, 750 VA (max)/<=350 VA | [6 empty] | ±2% | [9 empty] | 80 to 100 |  |  | Yes | Visible | 532 | [13 empty] | 200 |  |  |  | <20 |  | <2 (rms) | [36 empty] | 90 to 240 VAC, 50 to 60 Hz | [35 empty] | 0.23 mm and <4.2 | [21 empty] | >90% | [20 empty] | TEM00 | [30 empty] | 416 x 128 x 167 | [17 empty] | 100 x 210 x 325, 100 x 131 x 335 | [19 empty] | <450 |  |  |  | 15 to 50 | [27 empty] | <20 min cold start, <5 min from warm start | -20 to 50 | 15 to 30 | [22 empty] | 0 to 90 | 0 to 95 |  |  |  | 0 to 13716 | 0 to 3048 |  | 25 g/6 ms EN 60068-2-6 | 1 g/6 ms EN 60068-2-6 | [5 empty] | ±0.2 mm, ± 2 mrad | [42 empty] | Materials Processing | Cutting, Dicing/Scribing, Drilling, Engraving, Marking, Repair, Stereolithography, Thin Film Patterning, Trimming | Ceramic, FPD, Glass, Metal, Polymer, Sapphire, Wafer, Solar Cell/Panel, Flexible PCB, Photopolymer, Mould, Hard Disk, Indent Card, LCD, Medical Device, Plastic, Memory, Photopolymer, ITO Layers, Quartz, Resistor | https://www.coherent.com/lasers/laser/matrix-qs-dpss-lasers |  | 2017-09-01
495 | RAPID | RAPID | Laser | Pulsed |  | High Power Industrial ps-Laser |  | 4000 | 1000 | 5000 | [29 empty] | Yes | UV - IR | 355 | 1064 | 709 |  |  |  | <1000 |  | 100 | 1000 | [75 empty] | <1 |  | <2 | [14 empty] | <1.3 | [33 empty] | TEM00 | [33 empty] | 1170 x 496 x 195 | [149 empty] | Industrial Microprocessing |  |  | https://www.coherent.com/lasers/laser/machine-vision-structured-light-lasers/rapid |  | 2017-10-12
496 | RAPID-1064 | RAPID | Laser | Pulsed |  | High Power Industrial ps-Laser | 3000, 5000, 5000, 6000 | 2000 | 3000 | 5000 | <1 at 1064 nm and 500 kHz | [28 empty] | Yes | IR | 1064 | [5 empty] | 100, 200, 500, 1000 |  | 100 | 1000 |  |  |  |  | 0 to 1000 |  |  | <10 | [8 empty] | <1 at 1064 nm and 500 kHz | [27 empty] | 100 to 230 VAC/50 to 60 Hz | [30 empty] | 1 |  | <2 | <2 | [7 empty] | <50 | [5 empty] | <1.3 | [12 empty] | >85 | [11 empty] | >>100:1 | [8 empty] | TEM00 | [18 empty] | ±0.5 mm and <5 mrad | [14 empty] | 1170 x 496 x 195 | [66 empty] | <40 min chiller start | [82 empty] | Industrial Microprocessing |  |  | https://www.coherent.com/lasers/laser/machine-vision-structured-light-lasers/rapid |  | 2017-09-01
497 | RAPID-532 | RAPID | Laser | Pulsed |  | High Power Industrial ps-Laser | 2000, 2200, 2500, 2000 | 500 | 2000 | 2500 | [29 empty] | Yes | Visible | 532 | [5 empty] | 100, 200, 500, 1000 |  | 100 | 1000 |  |  |  |  | 0 to 1000 |  |  | <10 | [36 empty] | 100 to 230 VAC/50 to 60 Hz | [32 empty] | <2 | <2 | [7 empty] | <50 | [5 empty] | <1.3 | [12 empty] | >85 | [11 empty] | >>100:1 | [8 empty] | TEM00 | [18 empty] | ±0.5 mm and <5 mrad | [14 empty] | 1170 x 496 x 195 | [66 empty] | <40 min chiller start | [82 empty] | Industrial Microprocessing |  |  | https://www.coherent.com/lasers/laser/machine-vision-structured-light-lasers/rapid |  | 2017-09-01
498 | RAPID-355 | RAPID | Laser | Pulsed |  | High Power Industrial ps-Laser | 1200, 1500, 1300, 1000 | 500 | 1000 | 1500 | [29 empty] | Yes | UV | 355 | [5 empty] | 100, 200, 500, 1000 |  | 100 | 1000 |  |  |  |  | 0 to 1000 |  |  | <10 | [36 empty] | 100 to 230 VAC/50 to 60 Hz | [32 empty] | <2 | <2 | [7 empty] | <50 | [5 empty] | <1.3 | [12 empty] | >85 | [11 empty] | >>100:1 | [8 empty] | TEM00 | [18 empty] | ±0.5 mm and <5 mrad | [14 empty] | 1170 x 496 x 195 | [66 empty] | <40 min chiller start | [82 empty] | Industrial Microprocessing |  |  | https://www.coherent.com/lasers/laser/machine-vision-structured-light-lasers/rapid |  | 2017-09-01
499 | RAPID NX | RAPID NX | Laser | Pulsed |  | High Power Industrial ps-Laser | 2500, 4000, 5000, 6000, 7000 | 4500 | 2500 | 7000 | [19 empty] | <±1 over 8 hours | [9 empty] | Yes | IR | 1064.5 |  |  | 0.5 | 0.5 |  | 50, 100, 200, 500, 1000 |  | 50 | 1000 |  | <±25 over 8 hours |  |  |  |  | Process pulse picker as standard to deliver dynamic pulse control | [7 empty] | <1 at 1 MHz | <5 |  | 0.01 to 0.015 | [53 empty] | ±25% of Rayleigh Range |  |  |  | 1 ± 0.2 | [9 empty] | 25 | [6 empty] | <1.3 |  |  | 1 ± 0.2 |  |  | At output port ±25% of RR | [7 empty] | >100:1 |  |  | 0.85 < e < 1.15 |  |  |  | M2 < 1.3 |  |  |  | >100:1 |  |  | Vertical ±3º IR | [39 empty] | 450 x 330 x 180 | 28 | [17 empty] | 19" rack mounted -3U | [42 empty] | 15 to 30 | [9 empty] | ±1 |  |  |  | 15 to 30 |  | -20 to 50 | 15℃ (per hour) | [6 empty] | <15 min cold start, <10 min warm start | [7 empty] | 5 to 90 |  |  |  |  | 5 in 30 ms |  |  |  | 5 in 30 ms | [22 empty] | RS-232, Ethernet | [22 empty] | <0.05 | Solar, Marking, Precise Metal Marking and Cutting, Semiconductor Manufacturing Display, LED Dicing | Cutting, Drilling |  | https://www.coherent.com/lasers/laser/rapid-nx |  | 2017-09-01