## sheet
1000 | PowerMax-USB PM1K-36C Power Sensor | PowerMax USB/RS Sensors | Laser Measurement |  | 1174266 | [7 empty] | 1 to 2.5 (power dependent) | 20 |  |  |  |  | ±1 |  |  | Yes | Deep UV | 250 | 10600 | 10350 |  |  | 10600 | [19 empty] | USB | [25 empty] | 2.5 | [20 empty] | Water | [31 empty] | ±5 |  |  | Broadband | [19 empty] | ±1.5 | [6 empty] | https://www.coherent.com/measurement-control/measurement/powermax-usb-rs-sensors/powermax-usb-sensors |  |  | 2017-09-01
1001 | PowerMax-USB PM2 Power Sensor | PowerMax USB/RS Sensors | Laser Measurement |  | 1174264 |  |  | 1995 | 5 | 2000 |  | 5, <5 min | 6 | 0.2 |  |  |  |  | ±1 |  |  | Yes | Deep UV | 190 | 11000 | 10810 |  |  | 10600 | [19 empty] | USB | [25 empty] | 2.5 | [20 empty] | Air | [31 empty] | ±2 |  |  | Broadband | [19 empty] | ±1.5 | [6 empty] | https://www.coherent.com/measurement-control/measurement/powermax-usb-rs-sensors/powermax-usb-sensors |  |  | 2017-09-01
1002 | PowerMax-USB PM3 Power Sensor | PowerMax USB/RS Sensors | Laser Measurement |  | 1174263 |  |  | 1999.5 | 0.5 | 2000 |  | 3, <5 min | 0.5 | 0.02 |  |  |  |  | ±1 |  |  | Yes | Deep UV | 300 | 11000 | 10700 |  |  | 10600 | [19 empty] | USB | [25 empty] | 2.5 | [20 empty] | Air | [31 empty] | ±2 |  |  | Black | [19 empty] | ±1.5 | [6 empty] | https://www.coherent.com/measurement-control/measurement/powermax-usb-rs-sensors/powermax-usb-sensors |  |  | 2017-09-01
1003 | PowerMax-USB PM30 Power Sensor | PowerMax USB/RS Sensors | Laser Measurement |  | 1174257 |  |  | 29990 | 10 | 30000 |  | 50, <5 min | 6 | 0.5 |  |  |  |  | ±1 |  |  | Yes | Deep UV | 190 | 11000 | 10810 |  |  | 10600 | [19 empty] | USB | [25 empty] | 2.5 | [20 empty] | Air | [31 empty] | ±2 |  |  | Broadband | None | [18 empty] | ±1.5 |  |  |  | 19 |  |  | https://www.coherent.com/measurement-control/measurement/powermax-usb-rs-sensors/powermax-usb-sensors |  |  | 2017-09-01
1004 | PowerMax-USB PM3Q Power Sensor | PowerMax USB/RS Sensors | Laser Measurement |  | 1191133 |  |  | 1999.5 | 0.5 | 2000 |  | 3, <5 min | 0.5 | 0.02 |  |  |  |  | ±1 |  |  | Yes | Deep UV | 300 | 2000 | 1700 |  |  | 514 | [19 empty] | USB | [25 empty] | 2.5 | [20 empty] | Air | [31 empty] | ±2 |  |  | Black | [19 empty] | ±1.5 | [6 empty] | https://www.coherent.com/measurement-control/measurement/powermax-usb-rs-sensors/powermax-usb-sensors |  |  | 2017-09-01
1005 | PowerMax-USB PS10 Power Sensor | PowerMax USB/RS Sensors | Laser Measurement |  | 1174260 |  |  | 999.9 | 0.1 | 1000 |  | 3, <5 min | 0.5 | 0.003 |  |  |  |  | ±1 |  |  | Yes | Deep UV | 300 | 11000 | 10700 |  |  | 514 | [19 empty] | USB | [25 empty] | 2.5 | [20 empty] | Air | [31 empty] | ±2 |  |  | Black | [19 empty] | ±1.5 | [6 empty] | https://www.coherent.com/measurement-control/measurement/powermax-usb-rs-sensors/powermax-usb-sensors |  |  | 2017-09-01
1006 | PowerMax-USB PS19 Power Sensor | PowerMax USB/RS Sensors | Laser Measurement |  | 1174261 |  |  | 999.9 | 0.1 | 1000 |  | 3, <5 min | 0.5 | 0.005 |  |  |  |  | ±1 |  |  | Yes | Deep UV | 300 | 11000 | 10700 |  |  | 514 | [19 empty] | USB | [25 empty] | 2.5 | [20 empty] | Air | [31 empty] | ±2 |  |  | Black | [19 empty] | ±1.5 | [6 empty] | https://www.coherent.com/measurement-control/measurement/powermax-usb-rs-sensors/powermax-usb-sensors |  |  | 2017-09-01
1007 | PowerMax-USB PS19Q Power Sensor | PowerMax USB/RS Sensors | Laser Measurement |  | 1168343 |  |  | 999.9 | 0.1 | 1000 |  | 3, <5 min | 0.5 | 0.003 |  |  |  |  | ±1 |  |  | Yes | Deep UV | 300 | 2100 | 1800 |  |  | 514 | [19 empty] | USB | [25 empty] | 2.5 | [20 empty] | Air | [31 empty] | ±2 |  |  | Black | Quartz | [18 empty] | ±1.5 |  |  |  | 19 |  |  | https://www.coherent.com/measurement-control/measurement/powermax-usb-rs-sensors/powermax-usb-sensors |  |  | 2017-09-01
1008 | PowerMax-USB UV/VIS Quantum Power Sensors | PowerMax USB/RS Sensors | Laser Measurement |  | 1168337 |  |  | 99.99 | 0.01 | 100 |  | NA | 0.02 | 0.0001 |  |  |  |  | ±1 |  |  | Yes | Deep UV | 325 | 1065 | 740 |  |  | 514 | [19 empty] | USB | [25 empty] | 2.5 | [20 empty] | Air | [31 empty] | ±2 |  |  | Silicon Photodiode | ND2 | [18 empty] | ±4 (325 to 900 nm), ±5 (900 to 1065 nm) |  |  |  | 10 |  |  | https://www.coherent.com/measurement-control/measurement/powermax-usb-rs-sensors/powermax-usb-sensors |  |  | 2017-09-01
1009 | PowerMax-USB Wand UV/VIS Quantum Power Sensor | PowerMax USB/RS Sensors | Laser Measurement |  | 1212310 |  |  | 139.9915 | 0.0085 | 140 |  |  | 0.02 | 0.00017 |  |  |  |  | ±1 |  |  | Yes | Deep UV | 325 | 1065 | 740 |  |  | 514 | [19 empty] | USB | [25 empty] | 2.5 | [20 empty] | Air | [31 empty] | ±1 |  |  | Silicon Photodiode | Quartz | [18 empty] | ±4 (325 to 900 nm), ±5 (900 to 1065 nm) |  |  |  | 8 |  |  | https://www.coherent.com/measurement-control/measurement/powermax-usb-rs-sensors/powermax-usb-sensors |  |  | 2017-09-01
1010 | PowerMax-RS PM10-19C Power Sensor | PowerMax USB/RS Sensors | Laser Measurement |  | 1168345 |  |  | 9990 | 10 | 10000 |  | 5, air-cooled <5 min | 6 | 0.2 |  |  |  |  | ±1 |  |  | Yes | Deep UV | 190 | 11000 | 10810 |  |  | 10600 | [11 empty] | 600 | [7 empty] | RS232 | [25 empty] | 0.3 | [20 empty] | Water, Air (intermittent) | [31 empty] | ±2 |  |  | Broadband | [19 empty] | ±1.5 |  |  |  | 19 |  |  | https://www.coherent.com/measurement-control/measurement/powermax-usb-rs-sensors/powermax-rs-sensors |  |  | 2017-09-01
1011 | PowerMax-RS PM150-19C Power Sensor | PowerMax USB/RS Sensors | Laser Measurement |  | 1168347 |  |  | 149700 | 300 | 150000 |  | 20, air-cooled <5 min | 6 | 1 |  |  |  |  | ±1 |  |  | Yes | Deep UV | 190 | 11000 | 10810 |  |  | 1000 | [11 empty] | 600 | [7 empty] | RS232 | [25 empty] | 0.3 | [20 empty] | Water, Air (intermittent) | [31 empty] | ±2 |  |  | Broadband | [19 empty] | ±1.5 |  |  |  | 19 |  |  | https://www.coherent.com/measurement-control/measurement/powermax-usb-rs-sensors/powermax-rs-sensors |  |  | 2017-09-01
1012 | PowerMax-RS PM150-50C Power Sensor | PowerMax USB/RS Sensors | Laser Measurement |  | 1168349 |  |  | 149700 | 300 | 150000 |  | 80, air-cooled <5 min | 6 | 1 |  |  |  |  | ±1 |  |  | Yes | Deep UV | 190 | 11000 | 10810 |  |  | 10600 | [11 empty] | 600 | [7 empty] | RS232 | [25 empty] | 0.3 | [20 empty] | Water, Air (intermittent) | [31 empty] | ±2 |  |  | Broadband | [19 empty] | ±1.5 |  |  |  | 50 |  |  | https://www.coherent.com/measurement-control/measurement/powermax-usb-rs-sensors/powermax-rs-sensors |  |  | 2017-09-01
1013 | PowerMax-RS PM30 Power Sensor | PowerMax USB/RS Sensors | Laser Measurement |  | 1174258 |  |  | 29990 | 10 | 30000 |  | 50, <5 min | 6 | 0.5 |  |  |  |  | ±1 |  |  | Yes | Deep UV | 190 | 11000 | 10810 |  |  | 10600 | [11 empty] | 600 | [7 empty] | RS232 | [25 empty] | 0.3 | [20 empty] | Air | [31 empty] | ±2 |  |  | Broadband | [19 empty] | ±1.5 |  |  |  | 19 |  |  | https://www.coherent.com/measurement-control/measurement/powermax-usb-rs-sensors/powermax-rs-sensors |  |  | 2017-09-01
1014 | PowerMax-RS PM1K-36C Power Sensor | PowerMax USB/RS Sensors | Laser Measurement |  | 1174267 |  |  | 999000 | 1000 | 1000000 |  |  | 1 to 2.5 (power dependent) | 20 |  |  |  |  | ±1 |  |  | Yes | Deep UV | 250 | 10600 | 10350 |  |  | 10600 | [11 empty] | 500 | [7 empty] | RS232 | [25 empty] | 0.3 | [20 empty] | Water | [31 empty] | ±5 |  |  | Broadband | [19 empty] | ±1.5 |  |  |  | 36 |  |  | https://www.coherent.com/measurement-control/measurement/powermax-usb-rs-sensors/powermax-rs-sensors |  |  | 2017-09-01
1015 | PowerMax-RS PS19Q Power Sensor | PowerMax USB/RS Sensors | Laser Measurement |  | 1179504 |  |  | 999.9 | 0.1 | 1000 |  | 3, <5 min | 0.5 | 0.003 |  |  |  |  | ±1 |  |  | Yes | Deep UV | 300 | 2100 | 1800 |  |  | 514 | [19 empty] | RS232 | [25 empty] | 0.3 | [20 empty] | Air | [31 empty] | ±2 |  |  | Black | [19 empty] | ±1.5 |  |  |  | 19 |  |  | https://www.coherent.com/measurement-control/measurement/powermax-usb-rs-sensors/powermax-rs-sensors |  |  | 2017-09-01
1016 | PowerMax-RS PM3K Power Sensor | PowerMax USB/RS Sensors | Laser Measurement |  | 1191293 |  |  | 2999000 | 1000 | 3000000 |  |  | 1 to 2.5 (power dependent) | 20 |  |  |  |  | ±1 |  |  | Yes | Deep UV | 250 | 10600 | 10350 |  |  | 10600 | [11 empty] | 500 | [7 empty] | RS232 | [25 empty] | 0.3 | [20 empty] | Water | [31 empty] | ±5 |  |  | Broadband | [19 empty] | ±1.5 |  |  |  | 50 |  |  | https://www.coherent.com/measurement-control/measurement/powermax-usb-rs-sensors/powermax-rs-sensors |  |  | 2017-09-01
1017 | S-1439 | Reduced Price Power Meter/Sensor Kits | Laser Measurement |  | 1095153 | [16 empty] | No | [133 empty] | Laser measurement kits bundled together for extra savings. |  | https://www.coherent.com/measurement-control/measurement/reduced-price-lmc-system-kits |  |  | 2017-09-01
1018 | S-1516 | Reduced Price Power Meter/Sensor Kits | Laser Measurement |  | 1133374 | [16 empty] | No | [133 empty] | Laser measurement kits bundled together for extra savings. |  | https://www.coherent.com/measurement-control/measurement/reduced-price-lmc-system-kits |  |  | 2017-09-01
1019 | S-1544 | Reduced Price Power Meter/Sensor Kits | Laser Measurement |  | 1159768 | [16 empty] | No | [133 empty] | Laser measurement kits bundled together for extra savings. |  | https://www.coherent.com/measurement-control/measurement/reduced-price-lmc-system-kits |  |  | 2017-09-01
1020 | S-1545 | Reduced Price Power Meter/Sensor Kits | Laser Measurement |  | 1159769 | [16 empty] | No | [133 empty] | Laser measurement kits bundled together for extra savings. |  | https://www.coherent.com/measurement-control/measurement/reduced-price-lmc-system-kits |  |  | 2017-09-01
1021 | S-1546 | Reduced Price Power Meter/Sensor Kits | Laser Measurement |  | 1159770 | [16 empty] | No | [133 empty] | Laser measurement kits bundled together for extra savings. |  | https://www.coherent.com/measurement-control/measurement/reduced-price-lmc-system-kits |  |  | 2017-09-01
1022 | S-1547 | Reduced Price Power Meter/Sensor Kits | Laser Measurement |  | 1159771 | [16 empty] | No | [133 empty] | Laser measurement kits bundled together for extra savings. |  | https://www.coherent.com/measurement-control/measurement/reduced-price-lmc-system-kits |  |  | 2017-09-01
1023 | S-1550 | Reduced Price Power Meter/Sensor Kits | Laser Measurement |  | 1164232 | [16 empty] | No | [133 empty] | Laser measurement kits bundled together for extra savings. |  | https://www.coherent.com/measurement-control/measurement/reduced-price-lmc-system-kits |  |  | 2017-09-01
1024 | S-1551 | Reduced Price Power Meter/Sensor Kits | Laser Measurement |  | 1164233 | [16 empty] | No | [133 empty] | Laser measurement kits bundled together for extra savings. |  | https://www.coherent.com/measurement-control/measurement/reduced-price-lmc-system-kits |  |  | 2017-09-01
1025 | Coherent Family Plan | PowerMax USB/RS Sensors | Laser Measurement | [18 empty] | No | [133 empty] | Customers who have purchased a Coherent laser valued at greater than $5,000 within the past 12 months are entitled to a 20% discount off the local domestic list price on all Coherent laser measurement products. |  | https://www.coherent.com/measurement-control/measurement/powermax-usb-rs-sensors/coherent-family-plan |  |  | 2017-09-13
1026 | ISO 17025:2005 Accreditation | PowerMax USB/RS Sensors | Laser Measurement | [18 empty] | No | [133 empty] | Coherent’s Wilsonville, Oregon; Dieburg, Germany; and Tokyo, Japan calibration laboratories are fully accredited by the ANSI-ASQ National Accreditation Board (ANAB) and recognized internationally by ILAC, APLAC, and IAAC. Certification to ISO 17025 is a formal recognition that a calibration laboratory is using valid and appropriate methods and is competent to carry out specified tests or calibrations. |  | https://www.coherent.com/measurement-control/measurement/powermax-usb-rs-sensors/iso-17025-accreditation |  |  | 2017-10-13
1027 | Coherent C24 Program | PowerMax USB/RS Sensors | Laser Measurement | [18 empty] | No | [133 empty] | With the Coherent C24 Program, any order that contains only C24 items will ship directly from the manufacturing site in Wilsonville, Oregon on the next business day. Use the Table below to see which products qualify. |  | https://www.coherent.com/measurement-control/measurement/powermax-usb-rs-sensors/c24-program |  |  | 2017-10-13
1028 | Instrument Accessories | Instrument Accessories | Laser Measurement | [18 empty] | No | [133 empty] | A wide selection of accessories designed to extend the convenience and utility of our laser power and energy measurement products |  | https://www.coherent.com/measurement-control/main/instrument-accessories |  |  | 2017-11-06
1029 | Soft carrying cases for FieldMate | Instrument Accessories | Laser Measurement |  | 1212401 | [16 empty] | No | [133 empty] | These soft carrying cases fit FieldMate, FieldMaxII, LabMax, LabMax-Pro meters and are also useful for carrying other products like our PowerMax-USB and EnergyMax-USB sensors. |  | https://www.coherent.com/measurement-control/measurement/instrument-accessories/carrying-and-storage-cases |  |  | 2017-11-06
1030 | Soft carrying cases for FieldMaxII, LabMax, and LabMax-Pro | Instrument Accessories | Laser Measurement |  | 1122466 | [16 empty] | No | [133 empty] | These soft carrying cases fit FieldMate, FieldMaxII, LabMax, LabMax-Pro meters and are also useful for carrying other products like our PowerMax-USB and EnergyMax-USB sensors. |  | https://www.coherent.com/measurement-control/measurement/instrument-accessories/carrying-and-storage-cases |  |  | 2017-11-06
1031 | Energy Sensor Damage Test Slides | Instrument Accessories | Laser Measurement |  | 0011-4311, 0011-4312, 0011-4313, 0011-4314, 1171292 | [16 empty] | No | [133 empty] | One black, chrome, MaxUV, MaxBlack, or Metallic coated damage test slide. |  | https://www.coherent.com/measurement-control/measurement/instrument-accessories/energy-sensor-damage-test-slides |  |  | 2017-11-06
1032 | EnergyMax Large Heat Sink | Instrument Accessories | Laser Measurement |  | 1123432 | [16 empty] | No | [133 empty] | Increases average power handling on 50mm EnergyMax sensors. |  | https://www.coherent.com/measurement-control/measurement/instrument-accessories/energymax-heat-sink-accessories |  |  | 2017-11-06
1033 | EnergyMax Medium Heat Sink | Instrument Accessories | Laser Measurement |  | 1123431 | [16 empty] | No | [133 empty] | Increases average power handling on 25mm EnergyMax sensors. |  | https://www.coherent.com/measurement-control/measurement/instrument-accessories/energymax-heat-sink-accessories |  |  | 2017-11-06
1034 | EnergyMax Small Heat Sink | Instrument Accessories | Laser Measurement |  | 1123430 | [16 empty] | No | [133 empty] | Increases average power handling on 25mm EnergyMax sensors. |  | https://www.coherent.com/measurement-control/measurement/instrument-accessories/energymax-heat-sink-accessories |  |  | 2017-11-06
1035 | EnergyMax Heat Sink Accessories | Instrument Accessories | Laser Measurement | [18 empty] | No | [133 empty] | Accessories to help increase the average power capability of EnergyMax sensors. |  |  |  |  | 2017-11-06
1036 | SMA Fiber Optic Connector | Instrument Accessories | Laser Measurement |  | 0012-3860 | [16 empty] | No | [133 empty] | SMA Fiber Optic Connector |  | https://www.coherent.com/measurement-control/measurement/instrument-accessories/fiber-optic-connector-adapters |  |  | 2017-11-06
1037 | FC Fiber Optic Connector | Instrument Accessories | Laser Measurement |  | 0012-3863 | [16 empty] | No | [133 empty] | FC Fiber Optic Connector |  | https://www.coherent.com/measurement-control/measurement/instrument-accessories/fiber-optic-connector-adapters |  |  | 2017-11-06
1038 | FC Fiber Optic Connector | Instrument Accessories | Laser Measurement |  | 1098339 | [16 empty] | No | [133 empty] | FC Fiber Optic Connector |  | https://www.coherent.com/measurement-control/measurement/instrument-accessories/fiber-optic-connector-adapters |  |  | 2017-11-06
1039 | SMA Fiber Optic Connector | Instrument Accessories | Laser Measurement |  | 1098589 | [16 empty] | No | [133 empty] | SMA Fiber Optic Connector |  | https://www.coherent.com/measurement-control/measurement/instrument-accessories/fiber-optic-connector-adapters |  |  | 2017-11-06
1040 | 1.035-40M Adapter Ring | Instrument Accessories | Laser Measurement |  | 33-9432-000 | [16 empty] | No | [135 empty] | https://www.coherent.com/measurement-control/measurement/instrument-accessories/fiber-optic-connector-adapters |  |  | 2017-11-06
1041 | Fiber Optic Connector Adapters | Instrument Accessories | Laser Measurement | [18 empty] | No | [133 empty] | Connect common fiber terminations to threads around entrance apertures. |  | https://www.coherent.com/measurement-control/measurement/instrument-accessories/fiber-optic-connector-adapters |  |  | 2017-11-06
1042 | AC Power Adapter | Instrument Accessories | Laser Measurement |  | 1061482 | [16 empty] | No | [133 empty] | AC Adapter for LaserMate, FieldMaster, LabMaster Ultima |  | https://www.coherent.com/measurement-control/measurement/instrument-accessories/replacement-ac-power-adapters |  |  | 2017-11-06
1043 | AC Power Adapter | Instrument Accessories | Laser Measurement |  | 1105427 | [16 empty] | No | [133 empty] | AC Adapter for FieldMate, FieldMax, FieldMaxII, LabMax, and 3sigma |  | https://www.coherent.com/measurement-control/measurement/instrument-accessories/replacement-ac-power-adapters |  |  | 2017-11-06
1044 | Replacement AC Power Adapters | Instrument Accessories | Laser Measurement | [18 empty] | No | [133 empty] | A specialized adapter for Coherent Power Meters. |  | https://www.coherent.com/measurement-control/measurement/instrument-accessories/replacement-ac-power-adapters |  |  | 2017-11-06
1045 | Thermal Smart Sensor Adapter | Instrument Accessories | Laser Measurement | [18 empty] | No | [133 empty] | Provides compatibility between thermal and optical sensors, and meters. |  | https://www.coherent.com/measurement-control/measurement/instrument-accessories/thermal-smartsensor-adapter |  |  | 2017-11-06
1046 | 1000-1 Attentuator | Instrument Accessories | Laser Measurement | [18 empty] | No | [133 empty] | For OP-2 and LM-2 Optical Sensors. This attenuator is compatible with OP-2 and LM-2 optical sensors. It allows use of the visible (VIS) and infrared (IR) models at 5 watts and 3 watts, respectively. The attenuator threads into the sensor, in place of the light shield, and provides from 1100:1 to 950:1 attenuation. Each attenuator is calibrated for 1000:1 ±5% at 647 nm in our laboratory and supplied with a certificate of calibration. The useful spectral range of the attenuator is 400-1800 nm. The attenuator can be used with power densities as high as 100 MW/cm2. |  | https://www.coherent.com/measurement-control/measurement/instrument-accessories/10001-attentuator-rohs |  |  | 2017-11-06
1047 | COMPACT-AC | Diode Lasers | Laser | CW, Modulated |  | Diode |  | 150000 | 0 | 150000 | [11 empty] | Yes | Near IR - IR | 638 | 1940 | 1302 | 10 | 10 | [11 empty] | 0 |  | 50/60 | [10 empty] | 200 | 240 |  | <770 |  | 200 | 150 | [9 empty] | SMA |  |  | 5 | 0.2 |  |  |  | 500 x 483 x 176 |  |  | 25 | [22 empty] | 15 to 40 (non-condensing) | [7 empty] | -5 to 50 |  |  |  | Fiber-Coupled Diode Laser Systems |  |  |  | Systems | [32 empty] | ±2 |  |  |  |  | Material Processing |  | DILAS | http://dilas.com/assets/media/products/COHR-DILAS_COMPACT-AC_Pkg.pdf | 2017-11-02
1048 | COMPACT-AC | Diode Lasers | Laser | CW, Modulated |  | Diode | 30000 | 150000 | 0 | 150000 | [11 empty] | Yes | Near IR | 638 | 1940 | 1302 | 10 | 10 | [11 empty] | 0 |  | 50/60 | [7 empty] | >12 |  |  | 200 | 240 |  | 390 |  | 200 | 150 | [9 empty] | SMA |  |  | 5 | 0.2 | 200 |  |  | 500 x 483 x 176 |  |  | 25 | [22 empty] | 15 to 40 (non-condensing) | [7 empty] | -5 to 50 |  |  |  | Fiber-Coupled Diode Laser Systems | 200 |  | COMPACT 30/200 (AC) | Systems | [19 empty] | <70 |  |  | 650 | <=5 | [8 empty] | ±2 |  |  |  |  | Material Processing |  | DILAS | http://dilas.com/assets/media/products/COHR-DILAS_COMPACT-AC_Pkg.pdf | 2017-09-01
1049 | COMPACT-AC | Diode Lasers | Laser | CW, Modulated |  | Diode | 60000 | 150000 | 0 | 150000 | [11 empty] | Yes | Near IR | 638 | 1940 | 1302 | 10 | 10 | [11 empty] | 0 |  | 50/60 | [7 empty] | >12 |  |  | 200 | 240 |  | 390 |  | 200 | 150 | [9 empty] | SMA |  |  | 5 | 0.2 | 200 |  |  | 500 x 483 x 176 |  |  | 25 | [22 empty] | 15 to 40 (non-condensing) | [7 empty] | -5 to 50 |  |  |  | Fiber-Coupled Diode Laser Systems | 200 |  | COMPACT 60/200 (AC) | Systems | [19 empty] | <70 |  |  | 650 | <=5 | [8 empty] | ±2 |  |  |  |  | Material Processing |  | DILAS | http://dilas.com/assets/media/products/COHR-DILAS_COMPACT-AC_Pkg.pdf | 2017-09-01
1050 | COMPACT-AC | Diode Lasers | Laser | CW, Modulated |  | Diode | 90000 | 150000 | 0 | 150000 | [11 empty] | Yes | Near IR | 638 | 1940 | 1302 | 10 | 10 | [11 empty] | 0 |  | 50/60 | [7 empty] | >12 |  |  | 200 | 240 |  | 460 |  | 200 | 150 | [9 empty] | SMA |  |  | 5 | 0.2 | 200 |  |  | 500 x 483 x 176 |  |  | 25 | [22 empty] | 15 to 40 (non-condensing) | [7 empty] | -5 to 50 |  |  |  | Fiber-Coupled Diode Laser Systems | 200 |  | COMPACT 90/200 (AC) | Systems | [19 empty] | <70 |  |  | 650 | <=5 | [8 empty] | ±2 |  |  |  |  | Material Processing |  | DILAS | http://dilas.com/assets/media/products/COHR-DILAS_COMPACT-AC_Pkg.pdf | 2017-09-01
1051 | COMPACT-AC | Diode Lasers | Laser | CW, Modulated |  | Diode | 50000 | 150000 | 0 | 150000 | [11 empty] | Yes | Near IR | 638 | 1940 | 1302 | 10 | 10 | [11 empty] | 0 |  | 50/60 | [7 empty] | >12 |  |  | 200 | 240 |  | 460 |  | 200 | 150 | [9 empty] | SMA |  |  | 5 | 0.2 | 400 |  |  | 500 x 483 x 176 |  |  | 25 | [22 empty] | 15 to 40 (non-condensing) | [7 empty] | -5 to 50 |  |  |  | Fiber-Coupled Diode Laser Systems | 400 |  | COMPACT 50/400 (AC) | Systems | [19 empty] | <70 |  |  | 650 | <=5 | [8 empty] | ±2 |  |  |  |  | Material Processing |  | DILAS | http://dilas.com/assets/media/products/COHR-DILAS_COMPACT-AC_Pkg.pdf | 2017-09-01
1052 | COMPACT-AC | Diode Lasers | Laser | CW, Modulated |  | Diode | 110000 | 150000 | 0 | 150000 | [11 empty] | Yes | Near IR | 638 | 1940 | 1302 | 10 | 10 | [11 empty] | 0 |  | 50/60 | [7 empty] | >12 |  |  | 200 | 240 |  | 770 |  | 200 | 150 | [9 empty] | SMA |  |  | 5 | 0.2 | 400 |  |  | 500 x 483 x 176 |  |  | 25 | [22 empty] | 15 to 40 (non-condensing) | [7 empty] | -5 to 50 |  |  |  | Fiber-Coupled Diode Laser System | 400 |  | COMPACT 110/400 (AC) | Systems | [19 empty] | <70 |  |  | 650 | <=5 | [8 empty] | ±2 |  |  |  |  | Material Processing |  | DILAS | http://dilas.com/assets/media/products/COHR-DILAS_COMPACT-AC_Pkg.pdf | 2017-09-01
1053 | COMPACT-AC Pkg | Diode Lasers | Laser | CW, Modulated |  | Diode |  | 150000 | 0 | 150000 | [11 empty] | Yes | Near IR - IR | 638 | 1940 | 1302 | 10 | 10 | [11 empty] | 0 |  | 50/60 | [7 empty] | >12 |  |  | 200 | 240 |  | <770 |  | 200 | 150 | [9 empty] | SMA |  |  | 5 | 0.2 |  |  |  | 500 x 483 x 176 |  |  | 25 | [22 empty] | 15 to 40 (non-condensing) | [7 empty] | -5 to 50 |  |  |  | Fiber-Coupled Diode Laser Systems |  |  |  | Systems | [19 empty] | <70 |  |  | 650 | <=5 | [8 empty] | ±2 |  |  |  |  | Material Processing |  | DILAS | http://dilas.com/assets/media/products/COHR-DILAS_COMPACT-AC_Pkg.pdf | 2017-11-02
1054 | COMPACT-AC Pkg | Diode Lasers | Laser | CW, Modulated |  | Diode | 60000 | 150000 | 0 | 150000 | [11 empty] | Yes | Near IR | 638 | 1940 | 1302 | 10 | 10 | [11 empty] | 0 |  | 50/60 | [7 empty] | >12 |  |  | 200 | 240 |  | 390 |  | 200 | 150 | [9 empty] | SMA |  |  | 5 | 0.2 | 200 |  |  | 500 x 483 x 176 |  |  | 25 | [22 empty] | 15 to 40 (non-condensing) | [7 empty] | -5 to 50 |  |  |  | Fiber-Coupled Diode Laser Systems | 200 |  | COMPACT 60/200 (AC) | Systems | [19 empty] | <70 |  |  | 650 | <=5 | [8 empty] | ±2 |  |  |  |  | Material Processing |  | DILAS | http://dilas.com/assets/media/products/COHR-DILAS_COMPACT-AC_Pkg.pdf | 2017-09-01
1055 | COMPACT-AC Pkg | Diode Lasers | Laser | CW, Modulated |  | Diode | 90000 | 150000 | 0 | 150000 | [11 empty] | Yes | Near IR | 638 | 1940 | 1302 | 10 | 10 | [11 empty] | 0 |  | 50/60 | [7 empty] | >12 |  |  | 200 | 240 |  | 460 |  | 200 | 150 | [9 empty] | SMA |  |  | 5 | 0.2 | 200 |  |  | 500 x 483 x 176 |  |  | 25 | [22 empty] | 15 to 40 (non-condensing) | [7 empty] | -5 to 50 |  |  |  | Fiber-Coupled Diode Laser Systems | 200 |  | COMPACT 90/200 (AC) | Systems | [19 empty] | <70 |  |  | 650 | <=5 | [8 empty] | ±2 |  |  |  |  | Material Processing |  | DILAS | http://dilas.com/assets/media/products/COHR-DILAS_COMPACT-AC_Pkg.pdf | 2017-09-01
1056 | COMPACT-AC Pkg | Diode Lasers | Laser | CW, Modulated |  | Diode | 50000 | 150000 | 0 | 150000 | [11 empty] | Yes | Near IR | 638 | 1940 | 1302 | 10 | 10 | [11 empty] | 0 |  | 50/60 | [7 empty] | >12 |  |  | 200 | 240 |  | 460 |  | 200 | 150 | [9 empty] | SMA |  |  | 5 | 0.2 | 400 |  |  | 500 x 483 x 176 |  |  | 25 | [22 empty] | 15 to 40 (non-condensing) | [7 empty] | -5 to 50 |  |  |  | Fiber-Coupled Diode Laser Systems | 400 |  | COMPACT 50/400 (AC) | Systems | [19 empty] | <70 |  |  | 650 | <=5 | [8 empty] | ±2 |  |  |  |  | Material Processing |  | DILAS | http://dilas.com/assets/media/products/COHR-DILAS_COMPACT-AC_Pkg.pdf | 2017-09-01
1057 | COMPACT-AC Pkg | Diode Lasers | Laser | CW, Modulated |  | Diode | 80000 | 150000 | 0 | 150000 | [11 empty] | Yes | Near IR | 638 | 1940 | 1302 | 10 | 10 | [11 empty] | 0 |  | 50/60 | [7 empty] | >12 |  |  | 200 | 240 |  | 460 |  | 200 | 150 | [9 empty] | SMA |  |  | 5 | 0.2 | 400 |  |  | 500 x 483 x 176 |  |  | 25 | [22 empty] | 15 to 40 (non-condensing) | [7 empty] | -5 to 50 |  |  |  | Fiber-Coupled Diode Laser Systems | 400 |  | COMPACT 80/400 (AC) | Systems | [19 empty] | <70 |  |  | 650 | <=5 | [8 empty] | ±2 |  |  |  |  | Material Processing |  | DILAS | http://dilas.com/assets/media/products/COHR-DILAS_COMPACT-AC_Pkg.pdf | 2017-09-01
1058 | COMPACT-AC Pkg | Diode Lasers | Laser | CW, Modulated |  | Diode | 110000 | 150000 | 0 | 150000 | [11 empty] | Yes | Near IR | 638 | 1940 | 1302 | 10 | 10 | [11 empty] | 0 |  | 50/60 | [7 empty] | >12 |  |  | 200 | 240 |  | 770 |  | 200 | 150 | [9 empty] | SMA |  |  | 5 | 0.2 | 400 |  |  | 500 x 483 x 176 |  |  | 25 | [22 empty] | 15 to 40 (non-condensing) | [7 empty] | -5 to 50 |  |  |  | Fiber-Coupled Diode Laser Systems | 400 |  | COMPACT 110/400 (AC) | Systems | [19 empty] | <70 |  |  | 650 | <=5 | [8 empty] | ±2 |  |  |  |  | Material Processing |  | DILAS | http://dilas.com/assets/media/products/COHR-DILAS_COMPACT-AC_Pkg.pdf | 2017-09-01
1059 | DILAS-ILS COMPACT-AC Pkg | Diode Lasers | Laser | CW, Modulated |  | Diode | 30000 | 150000 | 0 | 150000 | [11 empty] | Yes | Near IR - IR | 638 | 1940 | 1302 | 10 | 10 | [11 empty] | 0 |  | 50/60 | [7 empty] | >12 |  |  | 200 | 240 |  | 770 |  | 200 | 150 | [9 empty] | SMA |  |  | 5 | 0.2 |  |  |  | 500 x 483 x 176 |  |  | 25 | [22 empty] | 15 to 40 (non-condensing) | [7 empty] | -5 to 50 |  |  |  | Fiber-Coupled Diode Laser Systems |  |  |  | Systems | [19 empty] | <70 |  |  | 650 | <=5 | [8 empty] | ±2 |  |  |  |  | Material Processing |  | DILAS | http://dilas.com/assets/media/products/COHR-DILAS_COMPACT-AC_Pkg.pdf | 2017-11-02
1060 | DILAS-ILS COMPACT-AC Pkg | Diode Lasers | Laser | CW, Modulated |  | Diode | 110000 | 150000 | 0 | 150000 | [11 empty] | Yes | Near IR | 638 | 1940 | 1302 | 10 | 10 | [11 empty] | 0 |  | 50/60 | [7 empty] | >12 |  |  | 200 | 240 |  | 770 |  | 200 | 150 | [9 empty] | SMA |  |  | 5 | 0.2 | 400 |  |  | 500 x 483 x 176 |  |  | 25 | [22 empty] | 15 to 40 (non-condensing) | [7 empty] | -5 to 50 |  |  |  | Fiber-Coupled Diode Laser Systems | 400 |  | COMPACT 110/400 (AC) | Systems | [19 empty] | <70 |  |  | 650 | <=5 | [8 empty] | ±2 |  |  |  |  | Material Processing |  | DILAS | http://dilas.com/assets/media/products/COHR-DILAS_COMPACT-AC_Pkg.pdf | 2017-09-01
1061 | DILAS-ILS COMPACT-AC Pkg | Diode Lasers | Laser | CW, Modulated |  | Diode | 30000 | 150000 | 0 | 150000 | [11 empty] | Yes | Near IR | 638 | 1940 | 1302 | 10 | 10 | [11 empty] | 0 |  | 50/60 | [7 empty] | >12 |  |  | 200 | 240 |  | 770 |  | 200 | 150 | [9 empty] | SMA |  |  | 5 | 0.2 | 200 |  |  | 500 x 483 x 176 |  |  | 25 | [22 empty] | 15 to 40 (non-condensing) | [7 empty] | -5 to 50 |  |  |  | Fiber-Coupled Diode Laser Systems | 200 |  | COMPACT 30/200 (AC) | Systems | [19 empty] | <70 |  |  | 650 | <=5 | [8 empty] | ±2 |  |  |  |  | Material Processing |  | DILAS | http://dilas.com/assets/media/products/COHR-DILAS_COMPACT-AC_Pkg.pdf | 2017-09-01
1062 | HighLight DL | Diode Lasers | Laser | CW, Modulated |  | Diode | 6000000 | 4800000 | 1200000 | 6000000 | [11 empty] | Yes | Near IR | [16 empty] | 0 | [74 empty] | Fiber-Coupled Diode Laser System |  |  |  | Systems | [37 empty] | Material Processing |  | DILAS |  | 2017-11-02
1063 | HighLight DL2000HQ | Diode Lasers | Laser | CW, Modulated |  | Diode | 2000000 | 800000 | 1200000 | 2000000 | Approx. 7 |  |  |  | 2000 |  |  |  |  | 10 to 100 | ± 2% over 24h (Cooling Water ΔT <= ±1K) | Yes | Near IR | [13 empty] | 1 | 600 |  | 0 |  |  | Approx 8 |  | <11 | [5 empty] | 16 | [5 empty] | 2x AC 230/400 ± 10%; 50/60 Hz; PE or 3x AC 277/480V ± 10%; 50/60 Hz |  |  |  | 44 |  |  |  | 0.2 |  |  |  | QBH (Water-Cooled), Others on Demand |  | 400 | 5 to 20 |  |  |  |  | 990 x 750 x 640 |  |  | 130 | [31 empty] | 5 to 40 |  | Dewpoint <19, Dewpoint <32 | Fiber-Coupled Diode Laser System | 400 |  |  | Systems |  |  |  |  | Collimators and Focusing Optics | [32 empty] | Material Processing |  | DILAS | http://dilas.com/assets/media/products/COHR-DILAS_HighLight-DL2000HQ.pdf | 2017-09-01
1064 | HighLight DL6000HP (940 nm) | Diode Lasers | Laser | CW, Modulated |  | Diode | 6000000 | 4500000 | 1500000 | 6000000 | Approx. 17 |  |  |  | 5000 |  |  |  |  | 10 to 100 | ± 2% over 24h (Cooling Water ΔT <= ±1K) | Yes | Near IR | 940 | [12 empty] | 1 | 600 |  | 0 |  |  | Approx 18 |  | <30 | [5 empty] | 50 | [5 empty] | 2x AC 230/400 ± 10%; 50/60 Hz; PE or 3x AC 277/480V ± 10%; 50/60 Hz |  |  |  | 100 |  |  |  | 0.2 |  |  |  | QBH (Water-Cooled), Others on Demand |  | 1000 | 5 to 35 |  |  |  |  | 1040 x 850 x 1570 |  |  | 400 | [31 empty] | 5 to 40 |  | Dewpoint <19 | Fiber-Coupled Diode Laser System | 1000 |  |  | Systems | [37 empty] | Material Processing |  | DILAS | http://dilas.com/assets/media/products/COHR-DILAS_HighLight-DL6000HP.pdf | 2017-09-01
1065 | HighLight DL6000HP (980 nm) | Diode Lasers | Laser | CW, Modulated |  | Diode | 6000000 | 4500000 | 1500000 | 6000000 | Approx. 17 |  |  |  | 6000 |  |  |  |  | 10 to 100 | ± 2% over 24h (Cooling Water ΔT <= ±1K) | Yes | Near IR | 980 | [12 empty] | 1 | 600 |  | 0 |  |  | Approx 18 |  | <30 | [5 empty] | 50 | [5 empty] | 2x AC 230/400 ± 10%; 50/60 Hz; PE or 3x AC 277/480V ± 10%; 50/60 Hz |  |  |  | 100 |  |  |  | 0.2 |  |  |  | QBH (Water-Cooled), Others on Demand |  | 1000 | 5 to 35 |  |  |  |  | 1040 x 850 x 1570 |  |  | 400 | [31 empty] | 5 to 40 |  | Dewpoint <19 | Fiber-Coupled Diode Laser System | 1000 |  |  | Systems | [37 empty] | Material Processing |  | DILAS | http://dilas.com/assets/media/products/COHR-DILAS_HighLight-DL6000HP.pdf | 2017-09-01
1066 | Hstack | Diode Lasers | Components | CW |  | Diode |  | 975000 | 25000 | 1000000 | [11 empty] | Yes | Near IR - IR | 801 | 960 | 159 | [27 empty] | 1.8 | [60 empty] | Horizontal Stacked |  | Multi Bar | EN-HO | Components | [39 empty] | DILAS |  | 2017-11-02
1067 | HStack EN 808nm 50W | Diode Lasers | Components | CW |  | Diode | 50000 | 975000 | 25000 | 1000000 | [7 empty] | >45 |  |  |  | Yes | 808 | 801 | 830 | 29 | 3 | 3 | [5 empty] | <3 | 0.27 | [11 empty] | <65 | <16 |  |  |  | <1.8 |  | 1.8 | [48 empty] | 20 to 30 | [7 empty] | 0 to 55 |  |  |  | Horizontal Stacked |  | Multi Bar | EN-HO | Components | [14 empty] | <70 | [5 empty] | (2 to 13), for Custom Configurations Consult DILAS | [8 empty] | >1.12 | <6.5 | [8 empty] | DILAS | http://dilas.com/assets/media/products/COHR-DILAS_HStack_EN_808nm.pdf | 2017-09-01
1068 | HStack EN 808nm 80W | Diode Lasers | Components | CW |  | Diode | 80000 | 975000 | 25000 | 1000000 | [7 empty] | >48 |  |  |  | Yes | 808 | 801 | 830 | 29 | 3 | 3 | [5 empty] | <3 | 0.27 | [11 empty] | <90 | <16 |  |  |  | <1.8 |  | 1.8 | [48 empty] | 20 to 30 | [7 empty] | 0 to 55 |  |  |  | Horizontal Stacked |  | Multi Bar | EN-HO | Components | [14 empty] | <70 | [5 empty] | (2 to 13), for Custom Configurations Consult DILAS | [8 empty] | >1.12 | <6.5 | [8 empty] | DILAS | http://dilas.com/assets/media/products/COHR-DILAS_HStack_EN_808nm.pdf | 2017-09-01
1069 | HStack EN 88xnm 880 50W | Diode Lasers | Components | CW |  | Diode | 50000 | 975000 | 25000 | 1000000 | [7 empty] | >54 |  |  |  | Yes | 880 | 861 | 899 | 38 | 3 | 3 | [5 empty] | <5 | 0.3 | [11 empty] | <60 | <11 |  |  |  | <1.8 |  | 1.8 | [48 empty] | 20 to 30 | [7 empty] | 0 to 55 |  |  |  | Horizontal Stacked |  | Multi Bar | EN-HO | Components | [14 empty] | <50 | [5 empty] | (2 to 13), for Custom Configurations Consult DILAS | [8 empty] | >1.05 | 8 | [8 empty] | DILAS | http://dilas.com/assets/media/products/COHR-DILAS_HStack_EN_88xnm.pdf | 2017-09-01
1070 | HStack EN 88xnm 880 80W | Diode Lasers | Components | CW |  | Diode | 80000 | 975000 | 25000 | 1000000 | [7 empty] | >54 |  |  |  | Yes | 880 | 861 | 899 | 38 | 3 | 3 | [5 empty] | <5 | 0.3 | [11 empty] | <85 | <16 |  |  |  | <1.8 |  | 1.8 | [48 empty] | 20 to 30 | [7 empty] | 0 to 55 |  |  |  | Horizontal Stacked |  | Multi Bar | EN-HO | Components | [14 empty] | <60 | [5 empty] | (2 to 13), for Custom Configurations Consult DILAS | [8 empty] | >1.10 | 8 | [8 empty] | DILAS | http://dilas.com/assets/media/products/COHR-DILAS_HStack_EN_88xnm.pdf | 2017-09-01
1071 | HStack EN 940nm 50W | Diode Lasers | Components | CW |  | Diode | 50000 | 975000 | 25000 | 1000000 | [7 empty] | >50 |  |  |  | Yes | 940 | 931 | 960 | 29 | 5 | 5 | [5 empty] | <6 | 0.31 | [11 empty] | <65 | <15 |  |  |  | <1.8 |  | 1.8 | [48 empty] | 20 to 30 | [7 empty] | 0 to 55 |  |  |  | Horizontal Stacked |  | Multi Bar | EN-HO | Components | [14 empty] | <70 | [5 empty] | (2 to 13), for Custom Configurations Consult DILAS | [8 empty] | >1.12 | <8 | [8 empty] | DILAS | http://dilas.com/assets/media/products/COHR-DILAS_HStack_EN_940nm.pdf | 2017-09-01
1072 | Vstack Family Page |  | Components |  |  |  |  | 500000 | 0 | 500000 | [11 empty] | Yes | Near IR - IR | 800 | 1700 | 900 | 10 | 10 | [86 empty] | Vertical Stacked |  |  |  | Components | [39 empty] | DILAS |  | 2017-11-02
1073 | VStack C3N SO10 1540nm | Diode Lasers | Components | QCW |  | Diode | 70000 | 225000 | 25000 | 250000 | [7 empty] | >22 |  |  |  | Yes | 1540 | 1200 | 1700 | 500 | 10 | 10 | [5 empty] | <20 | 0.62 |  |  |  | 500000000 | [7 empty] | <160 | <15 | [5 empty] | 2 | [28 empty] | >70 | [19 empty] | 20 to 35 | [7 empty] | 0 to 55 |  |  |  | Vertical Stacked |  | Single Bar | C3N-SO10 | Components | [13 empty] | 1 | [6 empty] | 1 | [7 empty] | >0.45 | [10 empty] | DILAS | http://dilas.com/assets/media/products/COHR-DILAS_VStack_C3N_SO10_1540nm.pdf | 2017-09-01
1074 | VStack C3N SO10 940nm 200W | Diode Lasers | Components | QCW |  | Diode | 200000 | 170000 | 80000 | 250000 | [7 empty] | >55 |  |  |  | Yes | 940 | 800 | 1000 | 200 | 10 | 10 |  |  | 3.2 |  |  | <6 | 0.34 |  |  |  | 1000000000 |  |  | 3 |  |  |  |  | <210 | <25 |  | 68.1 |  |  |  | 2 | [28 empty] | >70 | [16 empty] | 19.5 |  |  | 20 to 35 | [7 empty] | 0 to 55 |  |  |  | Vertical Stacked |  | Single Bar | C3N-SO10 | Components | [13 empty] | 2 | [6 empty] | 1 | [7 empty] | 1.19 | [10 empty] | DILAS | http://dilas.com/assets/media/products/COHR-DILAS_VStack_C3N_SO10_940nm.pdf | 2017-09-01
1075 | VStack C3N SO10 940nm 300W | Diode Lasers | Components | QCW |  | Diode | 300000 | 250000 | 250000 | 500000 | [7 empty] | >55 |  |  |  | Yes | 940 | 800 | 1000 | 200 | 10 | 10 |  |  | 4.4 |  |  | <6 | 0.34 |  |  |  | 1000000000 |  |  | 5 |  |  |  |  | <300 | <25 |  | 67.5 |  |  |  | 2 | [28 empty] | >70 | [16 empty] | 25 |  |  | 20 to 35 | [7 empty] | 0 to 55 |  |  |  | Vertical Stacked |  | Single Bar | C3N-SO10 | Components | [13 empty] | 2 | [6 empty] | 1 | [7 empty] | 1.2 | [10 empty] | DILAS | http://dilas.com/assets/media/products/COHR-DILAS_VStack_C3N_SO10_940nm.pdf | 2017-09-01
1076 | VStack C3N SO10 940nm 400W | Diode Lasers | Components | QCW |  | Diode | 400000 | 250000 | 250000 | 500000 | [7 empty] | >55 |  |  |  | Yes | 940 | 800 | 1000 | 200 | 10 | 10 |  |  | 3.3 |  |  | <6 | 0.34 |  |  |  | 1000000000 |  |  | 5 |  |  |  |  | <400 | <25 |  | 57.8 |  |  |  | 2 | [28 empty] | >70 | [16 empty] | 19.8 |  |  | 20 to 35 | [7 empty] | 0 to 55 |  |  |  | Vertical Stacked |  | Single Bar | C3N-SO10 | Components | [13 empty] | 2 | [6 empty] | 1 | [7 empty] | 1.15 | [10 empty] | DILAS | http://dilas.com/assets/media/products/COHR-DILAS_VStack_C3N_SO10_940nm.pdf | 2017-09-01
1077 | VStack_EN-Frameless_1064nm 40W | Diode Lasers | Components | QCW |  | Diode | 40000 | 80000 | 0 | 80000 | [5 empty] | 40 |  | >52 |  |  |  | Yes | 1064 | 1001 | 1100 | 99 | 10 | 10 | [6 empty] | 0.4 | [11 empty] | <50 | <10 | [5 empty] | 1.9 | [48 empty] | 20 to 35 | [7 empty] | 0 to 55 |  |  |  | Vertical Stacked |  |  | EN-Frameless | Components | Unhoused | [5 empty] | 10 x 0.8 | 1900 | [6 empty] | <70 | [5 empty] | 1 to 30 | [8 empty] | >0.95 | 8 | [6 empty] | Hard Soldering |  | DILAS | http://dilas.com/assets/media/products/Cohr-DILAS_VStack_EN-Frameless_1064nm.pdf | 2017-09-01
1078 | VStack_EN-Frameless_1064nm 60W | Diode Lasers | Components | QCW |  | Diode | 60000 | 80000 | 0 | 80000 | [5 empty] | 60 |  | >52 |  |  |  | Yes | 1064 | 1001 | 1100 | 99 | 10 | 10 | [6 empty] | 0.4 | [11 empty] | <70 | <10 | [5 empty] | 1.9 | [48 empty] | 20 to 35 | [7 empty] | 0 to 55 |  |  |  | Vertical Stacked |  |  | EN-Frameless | Components | Unhoused | [5 empty] | 10 x 0.8 | 1900 | [6 empty] | <70 | [5 empty] | 1 to 30 | [8 empty] | >0.95 | 8 | [8 empty] | DILAS | http://dilas.com/assets/media/products/Cohr-DILAS_VStack_EN-Frameless_1064nm.pdf | 2017-09-01
1079 | Water-Air Chiller (2500W) - for Water-Cooled Laser Systems up to 600W-1500W |  | Laser |  |  | Diode | 0 | [14 empty] | No | 0 | 0 | [15 empty] | 0 |  | 50 |  | 14 | [8 empty] | 230 ±10% Single Phase | [23 empty] | 648 x 483 x 489 |  |  | 70 |  |  |  | 5 to 42 | [7 empty] | 2500 | 2 x 8 mm Quick Connector | 2 x 12 mm Quick Connector | Distilled Water or DI Water |  | 18 to 25 | [17 empty] | Chillers |  |  | Water Chillers | Systems | [10 empty] | Air-Cooled | [5 empty] | 9 Pol Sub-D |  |  | <70 | [6 empty] | R134a | [6 empty] | 11 |  |  |  | Material Processing |  | DILAS | http://dilas.com/assets/media/products/COHR-DILAS_Water-Air_2500W.pdf | 2017-09-01
1080 | Water-Air Chiller (800W) - for Water-Cooled Laser Systems up to 500W |  | Laser |  |  | Diode | 0 | [14 empty] | No | 0 | 0 | [15 empty] | 0 |  | 50/60 |  | 8.5 | [8 empty] | 230 ±10% Single Phase | [23 empty] | 651 x 483 x 311 |  |  | 40 |  |  |  | 5 to 42 | [7 empty] | 800 | 2 x 8 mm Quick Connector | 2 x 8 mm Hose Fitting | Distilled Water or DI Water |  | 15 to 25 | [17 empty] | Chillers |  |  | Water Chillers | Systems | [10 empty] | Air-Cooled | [5 empty] | 9 Pol Sub-D |  |  | <70 | [6 empty] | R134a/400g | [6 empty] | 7 |  |  |  | Material Processing |  | DILAS | http://dilas.com/assets/media/products/COHR-DILAS_Water-Air_800W.pdf | 2017-09-01
1081 | Water-Water Chiller (800W) - for Water-Cooled Laser Systems up to 500W |  | Laser |  |  | Diode | 0 | [14 empty] | No | 0 | 0 | [15 empty] | 0 |  | 50/60 |  | 10 | [8 empty] | 230 ±10% Single Phase | [23 empty] | 600 x 483 x 311 |  |  | 40 |  |  |  |  | 10 to 35 | 10 to 20 | 2 to 6 | 5 to 42 |  |  |  | 800 | 2 x 8 mm Quick Connector | 2 x 8 mm Hose Fitting | Distilled Water or DI Water |  | 15 to 25 | [17 empty] | Chillers |  | Water Chillers | Water Chillers | Systems | [10 empty] | Water-Cooled | [5 empty] | 9 Pol Sub-D |  |  | <70 | [6 empty] | R134a/400g | [6 empty] | 7 | 2 x 1/2" Outisde Thread |  |  | Material Processing |  | DILAS | http://dilas.com/assets/media/products/COHR-DILAS_Water-Water_800W.pdf | 2017-09-01
1082 | COMPACT-EVOLUTION | Diode Lasers | Laser | CW, Modulated |  | Diode |  | 700000 | 100000 | 800000 | [6 empty] | 5 |  |  |  |  | Yes | Near IR - IR | 638 | 1940 | 1302 | 10 | 10 |  |  |  | 650 |  |  |  | 1600000 |  |  |  | 0 |  | 50/60 | [7 empty] | >40 |  |  | 200 | 240 |  |  |  | >=600 | <300 | [5 empty] | 0.22 |  |  |  | QBH (Water-cooled) |  |  | 5, 10, or 20 |  | 200 |  |  | 600 x 483 x 133 |  |  | 30 | [22 empty] | 18 to 40 (non-condensing) | [7 empty] | 5 to 50 |  |  |  | Fiber-Coupled Diode Laser System |  |  | EVOLUTION 600/200 (LC) | Systems |  | RS232, CanOpen | Analog Power Setting: 0-10V, Digital Signals: 24V | Browser Access to DLC Software | [20 empty] | IP21 | [7 empty] | ±2 |  |  |  |  | Material Processing |  | DILAS | http://dilas.com/assets/media/products/Cohr-DILAS-ILS_COMPACT-EVOLUTION_600W.pdf | 2017-11-02
1083 | COMPACT-EVOLUTION 150W | Diode Lasers | Laser | CW, Modulated |  | Diode | 150000 | 400000 | 100000 | 500000 | [6 empty] | 5 |  |  |  |  | Yes | Near IR | 638 | 1940 | 1302 | 10 | 10 |  |  |  | 650 |  |  |  | 1600000 |  |  |  | 0 |  | 50/60 | [7 empty] | >30 |  |  | 200 | 240 (single phase) |  | 470 |  | >=600 | <300 | [5 empty] | 0.22 |  |  |  | QBH (Water-cooled) |  |  | 5, 10, or 20 |  | 200 |  |  | 600 x 483 x 133 |  |  | 30 | [16 empty] | 22 | [5 empty] | 18 to 40 (non-condensing) | [7 empty] | 5 to 50 |  |  |  | Fiber-Coupled Diode Laser System |  |  | EVOLUTION 600/200 (LC) | Systems |  | RS232, CanOpen | Analog Power Setting: 0-10V, Digital Signals: 24V | Browser Access to DLC Software | [20 empty] | IP21 | [7 empty] | ±2 |  |  |  |  | Material Processing |  | DILAS | http://dilas.com/assets/media/products/Cohr-DILAS-ILS_COMPACT-EVOLUTION_600W.pdf | 2017-09-01
1084 | COMPACT-EVOLUTION 200W | Diode Lasers | Laser | CW, Modulated |  | Diode | 200000 | 400000 | 100000 | 500000 | [6 empty] | 5 |  |  |  |  | Yes | Near IR | 638 | 1940 | 1302 | 10 | 10 |  |  |  | 650 |  |  |  | 1600000 |  |  |  | 0 |  | 50/60 | [7 empty] | >30 |  |  | 200 | 240 (single phase) |  | 660 |  | >=600 | <300 | [5 empty] | 0.22 |  |  |  | QBH (Water-cooled) |  |  | 5, 10, or 20 |  | 200 |  |  | 600 x 483 x 133 |  |  | 30 | [16 empty] | 22 | [5 empty] | 18 to 40 (non-condensing) | [7 empty] | 5 to 50 |  |  |  | Fiber-Coupled Diode Laser System |  |  | EVOLUTION 600/200 (LC) | Systems |  | RS232, CanOpen | Analog Power Setting: 0-10V, Digital Signals: 24V | Browser Access to DLC Software | [20 empty] | IP21 | [7 empty] | ±2 |  |  |  |  | Material Processing |  | DILAS | http://dilas.com/assets/media/products/Cohr-DILAS-ILS_COMPACT-EVOLUTION_600W.pdf | 2017-09-01
1085 | COMPACT-EVOLUTION 300W | Diode Lasers | Laser | CW, Modulated |  | Diode | 300000 | 400000 | 100000 | 500000 | [6 empty] | 5 |  |  |  |  | Yes | Near IR | 790 | 1070 | 280 | 10 | 10 |  |  |  | 650 |  |  |  | 1600000 |  |  |  | 0 |  | 50/60 | [7 empty] | >35 |  |  | 200 | 240 (single phase) |  | 870 |  | >=600 | <300 | [5 empty] | 0.22 |  |  |  | QBH (Water-cooled) |  |  | 5, 10, or 20 |  | 200 |  |  | 600 x 483 x 133 |  |  | 30 | [16 empty] | 22 | [5 empty] | 18 to 40 (non-condensing) | [7 empty] | 5 to 50 |  |  |  | Fiber-Coupled Diode Laser System |  |  | EVOLUTION 600/200 (LC) | Systems |  | RS232, CanOpen | Analog Power Setting: 0-10V, Digital Signals: 24V | Browser Access to DLC Software | [20 empty] | IP21 | [7 empty] | ±2 |  |  |  |  | Material Processing |  | DILAS | http://dilas.com/assets/media/products/Cohr-DILAS-ILS_COMPACT-EVOLUTION_600W.pdf | 2017-09-01
1086 | COMPACT-EVOLUTION 450W | Diode Lasers | Laser | CW, Modulated |  | Diode | 450000 | 500000 | 100000 | 600000 | [6 empty] | 5 |  |  |  |  | Yes | Near IR | 790 | 1070 | 280 | 10 | 10 |  |  |  | 650 |  |  |  | 1600000 |  |  |  | 0 |  | 50/60 | [7 empty] | >40 |  |  | 200 | 240 (single phase) |  | 1170 |  | >=600 | <300 | [5 empty] | 0.22 |  |  |  | QBH (Water-cooled) |  |  | 5, 10, or 20 |  | 200 |  |  | 600 x 483 x 133 |  |  | 30 | [16 empty] | 22 | [5 empty] | 18 to 40 (non-condensing) | [7 empty] | 5 to 50 |  |  |  | Fiber-Coupled Diode Laser System |  |  | EVOLUTION 600/200 (LC) | Systems |  | RS232, CanOpen | Analog Power Setting: 0-10V, Digital Signals: 24V | Browser Access to DLC Software | [20 empty] | IP21 | [7 empty] | ±2 |  |  |  |  | Material Processing |  | DILAS | http://dilas.com/assets/media/products/Cohr-DILAS-ILS_COMPACT-EVOLUTION_600W.pdf | 2017-09-01
1087 | COMPACT-EVOLUTION 600W | Diode Lasers | Laser | CW, Modulated |  | Diode | 600000 | 700000 | 100000 | 800000 | [6 empty] | 5 |  |  |  |  | Yes | Near IR | 790 | 1070 | 280 | 10 | 10 |  |  |  | 650 |  |  |  | 1600000 |  |  |  | 0 |  | 50/60 | [7 empty] | >40 |  |  | 200 | 240 (single phase) |  | 1420 |  | >=600 | <300 | [5 empty] | 0.22 |  |  |  | QBH (Water-cooled) |  |  | 5, 10, or 20 |  | 200 |  |  | 600 x 483 x 133 |  |  | 30 | [16 empty] | 22 | [5 empty] | 18 to 40 (non-condensing) | [7 empty] | 5 to 50 |  |  |  | Fiber-Coupled Diode Laser System |  |  | EVOLUTION 600/200 (LC) | Systems |  | RS232, CanOpen | Analog Power Setting: 0-10V, Digital Signals: 24V | Browser Access to DLC Software | [20 empty] | IP21 | [7 empty] | ±2 |  |  |  |  | Material Processing |  | DILAS | http://dilas.com/assets/media/products/Cohr-DILAS-ILS_COMPACT-EVOLUTION_600W.pdf | 2017-09-01
1088 | Mini DL System | Diode Lasers | Laser | CW, Modulated |  | Diode | 25000 | 80000 | 0 | 80000 | [6 empty] | <=5 |  |  |  |  | Yes | Near IR - IR | 630 | 2200 | 1570 | 10 | 10 |  |  |  | 650 |  |  |  | 0.5 |  |  |  | 0 |  | 50/60 | [7 empty] | >14 |  |  | 100 | 240 | 0.35 | [9 empty] | 0.22 |  |  | HP-SMA 905 with Free Standing Fiber Tips |  |  | 200, 400 | 5 |  |  |  |  | 335 x 144 x 169 |  |  | 5 | [22 empty] | 15 to 35 (non-condensing) | [7 empty] | 5 to 50 |  |  |  | Fiber-Coupled Diode Laser System |  | MINI Diode Laser System |  | Systems | [18 empty] | 300 | [13 empty] | ±2 |  |  |  |  | Material Processing |  | DILAS | http://dilas.com/assets/media/products/COHR-DILAS-ILS_MiniDLSystem.pdf | 2017-11-02
1089 | Mini DL System | Diode Lasers | Laser | CW, Modulated |  | Diode | 25000 | 80000 | 0 | 80000 | [6 empty] | <=5 |  |  |  |  | Yes | Near IR | 630 | 2200 | 1570 | 10 | 10 |  |  |  | 650 |  |  |  | 0.5 |  |  |  | 0 |  | 50/60 | [7 empty] | >14 |  |  | 100 | 240 | 0.35 | [9 empty] | 0.22 |  |  | HP-SMA 905 with Free Standing Fiber Tips |  |  | 200, 400 | 5 |  |  |  |  | 335 x 144 x 169 |  |  | 5 | [22 empty] | 15 to 35 (non-condensing) | [7 empty] | 5 to 50 |  |  |  | Fiber-Coupled Diode Laser System |  | MINI Diode Laser System | MINI 30/200 | Systems | [18 empty] | 300 | [13 empty] | ±2 |  |  |  |  | Material Processing |  | DILAS | http://dilas.com/assets/media/products/COHR-DILAS-ILS_MiniDLSystem.pdf | 2017-09-01
1090 | Mini DLSystem | Diode Lasers | Laser | CW, Modulated |  | Diode | 50000 | 80000 | 0 | 80000 | [6 empty] | <=5 |  |  |  |  | Yes | Near IR | 630 | 2200 | 1570 | 10 | 10 |  |  |  | 650 |  |  |  | 0.5 |  |  |  | 0 |  | 50/60 | [7 empty] | >14 |  |  | 100 | 240 | 0.35 | [9 empty] | 0.22 |  |  | HP-SMA 905 with Free Standing Fiber Tips |  |  | 200, 400 | 5 |  |  |  |  | 335 x 144 x 169 |  |  | 5 | [22 empty] | 15 to 35 (non-condensing) | [7 empty] | 5 to 50 |  |  |  | Fiber-Coupled Diode Laser System |  | MINI Diode Laser System | MINI 50/400 | Systems | [18 empty] | 300 | [13 empty] | ±2 |  |  |  |  | Material Processing |  | DILAS | http://dilas.com/assets/media/products/COHR-DILAS-ILS_MiniDLSystem.pdf | 2017-09-01
1091 | COMPACT-EVOLUTION | Diode Lasers | Laser | CW, Modulated |  | Diode |  | 1700000 | 300000 | 2000000 | [6 empty] | <5 |  |  |  |  | Yes | Near IR | 790 | 1070 | 280 | 10 | 10 |  |  |  | 650 |  |  |  | 1.6 |  |  |  | 0 |  | 50/60 | [7 empty] | >35 |  |  | 200 | 240 | 2.3 to 3 |  |  | >=600 | <300 | [5 empty] | 0.22 |  |  |  | QBH (Water-cooled), LLK (Water-Cooled) |  |  | 5, 10, or 20 |  | 300 |  |  | 626 x 483 x 267 |  |  | 40 | [16 empty] | 22 | [5 empty] | 18 to 40 (non-condensing) | [7 empty] | 5 to 50 |  |  |  | Fiber-Coupled Diode Laser System | 300 |  | EVOLUTION 1200/300 (LC) | Systems |  | RS232, CanOpen | Analog Power Setting: 0-10V, Digital Signals: 24V | Browser Access to DLC Software | [20 empty] | IP21 | [7 empty] | ±2 |  |  |  |  | Material Processing |  | DILAS | http://dilas.com/assets/media/products/COMPACT-EVOLUTION_1.2kW.pdf | 2017-11-02
1092 | COMPACT-EVOLUTION 1.2kW (1200) | Diode Lasers | Laser | CW, Modulated |  | Diode | 1200000 | 1700000 | 300000 | 2000000 | [6 empty] | <5 |  |  |  |  | Yes | Near IR | 790 | 1070 | 280 | 10 | 10 |  |  |  | 650 |  |  |  | 1.6 |  |  |  | 0 |  | 50/60 | [7 empty] | >35 |  |  | 200 | 240 | 2.3 to 3 |  |  | >=600 | <300 | [5 empty] | 0.22 |  |  |  | QBH (Water-cooled), LLK (Water-Cooled) |  |  | 5, 10, or 20 |  | 300 |  |  | 626 x 483 x 267 |  |  | 40 | [16 empty] | 22 | [5 empty] | 18 to 40 (non-condensing) | [7 empty] | 5 to 50 |  |  |  | Fiber-Coupled Diode Laser System | 300 |  | EVOLUTION 1200/300 (LC) | Systems |  | RS232, CanOpen | Analog Power Setting: 0-10V, Digital Signals: 24V | Browser Access to DLC Software | [20 empty] | IP21 | [7 empty] | ±2 |  |  |  |  | Material Processing |  | DILAS | http://dilas.com/assets/media/products/COMPACT-EVOLUTION_1.2kW.pdf | 2017-09-01
1093 | COMPACT-EVOLUTION 1kW (1000) | Diode Lasers | Laser | CW, Modulated |  | Diode | 1000000 | 1700000 | 300000 | 2000000 | [6 empty] | <5 |  |  |  |  | Yes | Near IR | 790 | 1070 | 280 | 10 | 10 |  |  |  | 650 |  |  |  | 1.6 |  |  |  | 0 |  | 50/60 | [7 empty] | >35 |  |  | 200 | 240 | 2.3 to 3 |  |  | >=600 | <300 | [5 empty] | 0.22 |  |  |  | QBH (Water-cooled), LLK (Water-Cooled) |  |  | 5, 10, or 20 |  | 300 |  |  | 626 x 483 x 267 |  |  | 40 | [16 empty] | 22 | [5 empty] | 18 to 40 (non-condensing) | [7 empty] | 5 to 50 |  |  |  | Fiber-Coupled Diode Laser System | 300 |  | EVOLUTION 1200/300 (LC) | Systems |  | RS232, CanOpen | Analog Power Setting: 0-10V, Digital Signals: 24V | Browser Access to DLC Software | [20 empty] | IP21 | [7 empty] | ±2 |  |  |  |  | Material Processing |  | DILAS | http://dilas.com/assets/media/products/COMPACT-EVOLUTION_1.2kW.pdf | 2017-09-01
1094 | COMPACT-EVOLUTION 800W | Diode Lasers | Laser | CW, Modulated |  | Diode | 800000 | 1700000 | 300000 | 2000000 | [6 empty] | <5 |  |  |  |  | Yes | Near IR | 790 | 1070 | 280 | 10 | 10 |  |  |  | 650 |  |  |  | 1.6 |  |  |  | 0 |  | 50/60 | [7 empty] | >35 |  |  | 200 | 240 | 2.3 to 3 |  |  | >=600 | <300 | [5 empty] | 0.22 |  |  |  | QBH (Water-cooled), LLK (Water-Cooled) |  |  | 5, 10, or 20 |  | 300 |  |  | 626 x 483 x 267 |  |  | 40 | [16 empty] | 22 | [5 empty] | 18 to 40 (non-condensing) | [7 empty] | 5 to 50 |  |  |  | Fiber-Coupled Diode Laser System | 300 |  | EVOLUTION 1200/300 (LC) | Systems |  | RS232, CanOpen | Analog Power Setting: 0-10V, Digital Signals: 24V | Browser Access to DLC Software | [20 empty] | IP21 | [7 empty] | ±2 |  |  |  |  | Material Processing |  | DILAS | http://dilas.com/assets/media/products/COMPACT-EVOLUTION_1.2kW.pdf | 2017-09-01
1095 | BA | Diode Lasers | Components | CW |  | Diode |  | 900 | 100 | 1000 | [11 empty] | Yes | IR | 1870 | 3000 | 1130 | <=20 | <=20 |  |  |  |  | <5 | [12 empty] | <=5 | <=4.5 | 0.35 | [5 empty] | <1.6 | [8 empty] | <11 | <47 | [11 empty] | <=1.5 |  | 100 to 110 | <=150 |  | C-Mount | [17 empty] | Non-condensing Atmosphere |  |  |  | 15 to 30 | [5 empty] | 20 |  | -20 to 60 |  |  |  | Single Emitters (TA, TAL, BA) |  |  | BA-SE | Components | BA |  |  |  |  | Base Plate |  |  |  | Wire Flag | [17 empty] | Yes | >0.35 | [10 empty] | DILAS |  | 2017-11-02
1096 | BA-1870-0700-SE | Diode Lasers | Components | CW |  | Diode | 700 | 600 | 100 | 700 | [11 empty] | Yes | 1870 | 1870 | 1970 | 100 | 20 | 20 |  |  |  |  | <5 | [12 empty] | 3.2 | 2.8 | 0.35 | [5 empty] | 1.5 | [8 empty] | <11 | <47 | [11 empty] | 1.5 |  | 100 to 110 | 100 |  | C-Mount | [17 empty] | Non-condensing Atmosphere |  |  |  | 15 to 30 | [5 empty] | 20 |  | -20 to 60 |  |  |  | Single Emitters (TA, TAL, BA) |  |  | BA-SE | Components | BA |  |  |  |  | Base Plate |  |  |  | Wire Flag | [17 empty] | Yes | >0.25 | [10 empty] | DILAS | http://dilas.com/assets/media/products/DILAS_BA-1870-0700.pdf | 2017-09-01
1097 | BA-1870-1000-SE | Diode Lasers | Components | CW |  | Diode | 1000 | 900 | 100 | 1000 | [11 empty] | Yes | 1870 | 1870 | 1970 | 100 | 10 | 10 |  |  |  |  | <5 | [12 empty] | 5 | 4.5 | 0.35 | [5 empty] | 1.5 | [8 empty] | <11 | <47 | [11 empty] | 1.5 |  | 100 to 110 | 100 |  | C-Mount | [17 empty] | Non-condensing Atmosphere |  |  |  | 15 to 30 | [5 empty] | 20 |  | -20 to 60 |  |  |  | Single Emitters (TA, TAL, BA) |  |  | BA-SE | Components | BA |  |  |  |  | Base Plate |  |  |  | Wire Flag | [17 empty] | Yes | >0.23 | [10 empty] | DILAS | http://dilas.com/assets/media/products/DILAS_BA-1870-1000-SE.pdf | 2017-09-01
1098 | BA-1908-0700-SE | Diode Lasers | Components | CW |  | Diode | 700 | 600 | 100 | 700 | [11 empty] | Yes | 1908 | 1900 | 2000 | 100 | 20 | 20 |  |  |  |  | <5 | [12 empty] | 3.2 | 2.8 | 0.35 | [5 empty] | 1.5 | [8 empty] | <11 | <47 | [11 empty] | 1.5 |  | 100 to 110 | 100 |  | C-Mount | [17 empty] | Non-condensing Atmosphere |  |  |  | 15 to 30 | [5 empty] | 20 |  | -20 to 60 |  |  |  | Single Emitters (TA, TAL, BA) |  |  | BA-SE | Components | BA |  |  |  |  | Base Plate |  |  |  | Wire Flag | [17 empty] | Yes | >0.25 | [10 empty] | DILAS | http://dilas.com/assets/media/products/DILAS_BA-1908-0700.pdf | 2017-09-01
1099 | BA-1908-1000-SE | Diode Lasers | Components | CW |  | Diode | 1000 | 900 | 100 | 1000 | [11 empty] | Yes | 1908 | 1900 | 2000 | 100 | 20 | 20 |  |  |  |  | <5 | [12 empty] | 3.5 | 3.1 | 0.35 | [5 empty] | 1.5 | [8 empty] | <11 | <47 | [11 empty] | 1.5 |  | 100 to 110 | 150 |  | C-Mount | [17 empty] | Non-condensing Atmosphere |  |  |  | 15 to 30 | [5 empty] | 20 |  | -20 to 60 |  |  |  | Single Emitters (TA, TAL, BA) |  |  | BA-SE | Components | BA |  |  |  |  | Base Plate |  |  |  | Wire Flag | [17 empty] | Yes | >0.35 | [10 empty] | DILAS | http://dilas.com/assets/media/products/DILAS_BA-1908-1000.pdf | 2017-09-01
1100 | BA-1940-0700-SE | Diode Lasers | Components | CW |  | Diode | 700 | 600 | 100 | 700 | [11 empty] | Yes | 1940 | 1900 | 2000 | 100 | 20 | 20 |  |  |  |  | <5 | [12 empty] | 3.5 | 3 | 0.2 | [5 empty] | 1.5 | [8 empty] | <11 | <47 | [11 empty] | 1.5 |  | 100 to 110 | 100 |  | C-Mount | [17 empty] | Non-condensing Atmosphere |  |  |  | 15 to 30 | [5 empty] | 20 |  | -20 to 60 |  |  |  | Single Emitters (TA, TAL, BA) |  |  | BA-SE | Components | BA |  |  |  |  | Base Plate |  |  |  | Wire Flag | [17 empty] | Yes | >0.25 | [10 empty] | DILAS | http://dilas.com/assets/media/products/DILAS_BA-1940-0700.pdf | 2017-09-01
1101 | BA-1940-1000-SE | Diode Lasers | Components | CW |  | Diode | 1000 | 900 | 100 | 1000 | [11 empty] | Yes | 1940 | 1900 | 2000 | 100 | 20 | 20 |  |  |  |  | <5 | [12 empty] | 4 | 3.5 | 0.35 | [5 empty] | 1.6 | [8 empty] | <11 | <47 | [11 empty] | 1.5 |  | 100 to 110 | 150 |  | C-Mount | [17 empty] | Non-condensing Atmosphere |  |  |  | 15 to 30 | [5 empty] | 20 |  | -20 to 60 |  |  |  | Single Emitters (TA, TAL, BA) |  |  | BA-SE | Components | BA |  |  |  |  | Base Plate |  |  |  | Wire Flag | [17 empty] | Yes | >0.33 | [10 empty] | DILAS | http://dilas.com/assets/media/products/DILAS_BA-1940-1000.pdf | 2017-09-01
1102 | BA-2180-0500-SE | Diode Lasers | Components | CW |  | Diode | 500 | 400 | 100 | 500 | [11 empty] | Yes | 2180 |  |  |  | 20 | 20 |  |  |  |  | <5 | [12 empty] | 3.5 | 3 | 0.35 | [5 empty] | <1.5 | [8 empty] | <11 | <47 | [11 empty] | 1 |  | 100 to 110 | 100 |  | C-Mount | [17 empty] | Non-condensing Atmosphere |  |  |  | 15 to 30 | [5 empty] | 20 |  | -20 to 60 |  |  |  | Single Emitters (TA, TAL, BA) |  |  | BA-SE | Components | BA |  |  |  |  | Base Plate |  |  |  | Wire Flag | [17 empty] | Yes | >0.18 | [10 empty] | DILAS | http://dilas.com/assets/media/products/DILAS_BA-2180-0500.pdf | 2017-10-13
1103 | BA-2200-0500-SE | Diode Lasers | Components | CW |  | Diode | 500 | 600 | 100 | 700 | [11 empty] | Yes | 2200 | 2000 | 3000 | 1000 | 20 | 20 |  | 2200 |  |  | <5 | [12 empty] | 3 | 2.5 | 0.35 | [5 empty] | 1.5 | [8 empty] | <11 | <47 | [11 empty] | 1 |  | 100 to 110 | 150 |  | C-Mount | [17 empty] | Non-condensing Atmosphere |  |  |  | 15 to 30 | [5 empty] | 20 |  | -20 to 60 |  |  |  | Single Emitters (TA, TAL, BA) |  |  | BA-SE | Components | BA |  |  |  |  | Base Plate |  |  |  | Wire Flag | [17 empty] | Yes | >0.27 | [10 empty] | DILAS | http://dilas.com/assets/media/products/DILAS_BA-2200-0500-SE.pdf | 2017-09-01
1104 | BA-2230-0500-SE | Diode Lasers | Components | CW |  | Diode | 500 | 900 | 100 | 1000 | [11 empty] | Yes | 2230 | 2000 | 3000 | 1000 | 20 | 20 |  |  |  |  | <5 | [12 empty] | 2.5 | 2 | 0.25 | [5 empty] | 1.5 | [8 empty] | <11 | <47 | [13 empty] | 100 to 110 | 100 |  | Non-condensing Atmosphere | 15 to 30 | [16 empty] | Non-condensing Atmosphere |  |  |  | 15 to 30 | [5 empty] | 20 |  | -20 to 60 |  |  |  | Single Emitters (TA, TAL, BA) |  |  | BA-SE | Components | BA |  |  |  |  | Base Plate |  |  |  | Wire Flag | [17 empty] | Yes | >0.27 | [10 empty] | DILAS | http://dilas.com/assets/media/products/DILAS_BA-2230-0500.pdf | 2017-09-01
1105 | DirectBeam | Diode Lasers | Components | CW |  | Diode |  | 10000000 | 0 | 10000000 | [7 empty] | >21 |  |  |  | Yes | Near IR - IR | 801 | 1700 | 899 | <=20 | <=20 | [5 empty] | <18 | <0.62 | [11 empty] | <165 | <16 | [5 empty] | <24 | [56 empty] | 0 to 55 |  |  |  | Direct Beam Sources |  |  |  | Components | [39 empty] | DILAS |  | 2017-11-02
1106 | DirectBeam EN-VH8 Stack | Diode Lasers | Components | CW |  | Diode | 950000 | 9920000 | 80000 | 10000000 | [7 empty] | >50 |  |  |  | Yes | 808 | 801 | 830 | 29 | 5 | 5 | [5 empty] | <4 | 0.27 | [11 empty] | <100 | <16 | [5 empty] | 22 | [5 empty] | <13 |  | <13 | [14 empty] | 107.1 x 25 x 50.4 |  |  | 1 | [8 empty] | 180 to 200 | De-ionized water | 20 to 25 | [11 empty] | 20 to 30 | [7 empty] | 0 to 55 |  | 20 to 55 |  | Direct Beam Sources |  | Multi Bar | EN-VH8 | Components | [13 empty] | <30 |  | >90 |  |  |  |  | 12 | [7 empty] | >10 | [10 empty] | DILAS | http://dilas.com/assets/media/products/DILAS_DirectBeam_EN-VH8_Stack.pdf | 2017-09-01
1107 | DirectBeam MMB 250W | Diode Lasers | Components | CW |  | Diode | 250000 | [10 empty] | >=40 |  |  |  | Yes |  | 808 | 980 | 172 | 5 | 5 | [5 empty] | <5 | 0.31 | [11 empty] | 50 | <10 | [5 empty] | <12 | [5 empty] | 52 ±3 |  | 2 ± 0.3 |  |  |  | 300 ±10 | [31 empty] | 250 to 400 |  |  | 20 to 25 | 30 to 35 |  | 20 to 25 |  |  | >350 |  |  |  | 0 to 55 |  |  |  | Direct Beam Sources |  | Multi Bar | MMB | Components | [15 empty] | 90 | [9 empty] | 10 | [13 empty] | DILAS | http://dilas.com/assets/media/products/DILAS_DirectBeam_MMB_250W.pdf | 2017-10-13
1108 | DirectBeam MMB 600W | Diode Lasers | Components | CW |  | Diode | 600000 | [10 empty] | >=45 |  |  |  | Yes | 880 |  |  |  | 5 | 5 | [5 empty] | <5 | 0.31 | [11 empty] | <=70 | <15 | [5 empty] | <24 | [5 empty] | <!2 |  | 325 ±25 |  |  |  | 160 ±10 | [34 empty] | 20 to 30 | [5 empty] | >=750 |  |  |  | 0 to 55 |  |  |  | Direct Beam Sources |  | Multi Bar | MMB | Components | [15 empty] | 97.5 | [23 empty] | DILAS | http://dilas.com/assets/media/products/DILAS_DirectBeam_MMB_600W.pdf | 2017-10-13
1109 | DirectBeam M1B 1550nm | Diode Lasers | Components | QCW |  | Diode | 70000 | 80000 | 0 | 80000 | [7 empty] | >21 |  |  |  | Yes | 1550 | 1500 | 1700 | 200 | 20 | 20 | [5 empty] | <18 | 0.62 | [11 empty] | <165 | <12 | [5 empty] | 2.1 | [48 empty] | 20 to 30 |  |  |  | >20 |  |  |  | 0 to 55 |  |  |  | Direct Beam Sources |  | Single Bar | M1B | Components | [14 empty] | 10 mrad | [13 empty] | >0.40 |  | 15 mrad | [8 empty] | DILAS | http://dilas.com/assets/media/products/DILAS_DirectBeam_M1B_1550.pdf | 2017-09-01
1110 | DirectBeam M1B 808nm | Diode Lasers | Components | CW |  | Diode | 35000 | 80000 | 0 | 80000 | [7 empty] | >45 |  |  |  | Yes | 808 | 801 | 830 | 29 | 3 | 3 | [5 empty] | 3 | 0.27 | [11 empty] | >45 | <10 | [5 empty] | 1.9 | [48 empty] | 20 to 30 |  |  |  | >=70 |  |  |  | 0 to 55 |  |  |  | Direct Beam Sources |  | Single Bar | M1B | Components | [14 empty] | 10 mrad | [13 empty] | >=1 |  | 10 mrad | [8 empty] | DILAS | http://dilas.com/assets/media/products/DILAS_DirectBeam_M1B_808nm.pdf | 2017-09-01
1111 | DirectBeam M1L 250W | Diode Lasers | Components | CW |  | Diode | 250000 | 420000 | 80000 | 500000 | [7 empty] | >=40 |  |  |  | Yes | 808 | 800 | 899 | 99 | 5 | 5 | [5 empty] | <5 | 0.31 | [11 empty] | 50 | <10 | [5 empty] | 12 | [5 empty] | 52 ± 3 |  | 2000 ± 300 |  |  |  | 300 ± 10 | [10 empty] | 203 x 195 x 47 | [20 empty] | 250 to 400 |  |  | 20 to 25 | 30 to 35 |  | 20 to 25 | 10 | >350 |  |  |  |  | 0 to 55 |  |  |  | Direct Beam Sources |  | Multi Bar | MMF; IS10; MMB | Components | [15 empty] | 90 | [23 empty] | DILAS | http://dilas.com/assets/media/products/DILAS_DirectBeam_M1L_250W.pdf | 2017-09-01
1112 | DirectBeam M1L 250W | Diode Lasers | Components | CW |  | Diode | 250000 | 420000 | 80000 | 500000 | [7 empty] | >=40 |  |  |  | Yes | 940 | 900 | 960 | 60 | 5 | 5 | [5 empty] | <5 | 0.31 | [11 empty] | 50 | <10 | [5 empty] | 12 | [5 empty] | 52 ± 3 |  | 2000 ± 300 |  |  |  | 300 ± 10 | [10 empty] | 203 x 195 x 47 | [20 empty] | 250 to 400 |  |  | 20 to 25 | 30 to 35 |  | 20 to 25 | 10 | >350 |  |  |  |  | 0 to 55 |  |  |  | Direct Beam Sources |  | Multi Bar | MMF; IS10; MMB | Components | [15 empty] | 90 | [23 empty] | DILAS | http://dilas.com/assets/media/products/DILAS_DirectBeam_M1L_250W.pdf | 2017-09-01
1113 | DirectBeam M1L 250W | Diode Lasers | Components | CW |  | Diode | 250000 | 420000 | 80000 | 500000 | [7 empty] | >=40 |  |  |  | Yes | 980 | 961 | 1000 | 39 | 5 | 5 | [5 empty] | <5 | 0.31 | [11 empty] | 50 | <10 | [5 empty] | 12 | [5 empty] | 52 ± 3 |  | 2000 ± 300 |  |  |  | 300 ± 10 | [10 empty] | 203 x 195 x 47 | [20 empty] | 250 to 400 |  |  | 20 to 25 | 30 to 35 |  | 20 to 25 | 10 | >350 |  |  |  |  | 0 to 55 |  |  |  | Direct Beam Sources |  | Multi Bar | MMF; IS10; MMB | Components | [15 empty] | 90 | [23 empty] | DILAS | http://dilas.com/assets/media/products/DILAS_DirectBeam_M1L_250W.pdf | 2017-09-01
1114 | DirectBeam M8L 600W | Diode Lasers | Components | CW |  | Diode | 600000 | 750000 | 250000 | 1000000 | [7 empty] | >=45 |  |  |  | Yes | 880 | 861 | 899 | 38 | 5 | 5 | [5 empty] | <5 | 0.31 | [11 empty] | <=70 | <=15 | [5 empty] | 24 | [5 empty] | <12 |  | 325 ± 25 |  |  |  | 160 ± 10 | [10 empty] | 65.2 x 31 x 17.4 | [23 empty] | 20 to 30 |  |  |  |  | >= 750 |  |  |  |  | 0 to 55 |  |  |  | Direct Beam Sources |  | Multi Bar | ML8 | Components | [15 empty] | 97.5 | [23 empty] | DILAS | http://dilas.com/assets/media/products/DILAS_DirectBeam_M8L_600W.pdf | 2017-09-01
1115 | MF | Diode Lasers | Components | CW |  | Diode |  | 250000 | 0 | 250000 | [11 empty] | Yes | Near IR - IR | 601 | 2500 | 1899 | <=25 | <=25 | [25 empty] | <=2.2 | [22 empty] | 85.7 x 31 x 19.7 | [37 empty] | Fiber-Coupled Modules |  |  |  | Components | [39 empty] | DILAS |  | 2017-11-02
1116 | MF 105um, 793nm | Diode Lasers | Components | CW |  | Diode | 32000 | 80000 | 0 | 80000 | [7 empty] | >38 |  |  |  | Yes | 793 | 701 | 800 | 99 | 3 | 3 | [5 empty] | <4 | 0.25 | [11 empty] | <60 | <8 | [5 empty] | 1.8 | [10 empty] | 0.22 |  | 105/125 | SMA or Pigtail; Not detachable |  |  | 105 | [5 empty] | 85.7 x 31 x 19.7 | [25 empty] | 20 to 30 |  |  |  |  | >=70 |  |  | 0 to 55 |  |  |  | Fiber-Coupled Modules | 105 | Single Bar | MF; M1F-SS2.13 | Components | [20 empty] | 1 | [7 empty] | >=0.8 | [10 empty] | DILAS | http://dilas.com/assets/media/products/DILAS_MF_105um.pdf | 2017-09-01
1117 | MF 105um, 808nm | Diode Lasers | Components | CW |  | Diode | 35000 | 80000 | 0 | 80000 | [7 empty] | >38 |  |  |  | Yes | 808 | 801 | 830 | 29 | 3 | 3 | [5 empty] | <4 | 0.27 | [11 empty] | <60 | <8 | [5 empty] | 1.8 | [10 empty] | 0.22 |  | 105/125 | SMA or Pigtail; Not detachable |  |  | 105 | [5 empty] | 85.7 x 31 x 19.7 | [25 empty] | 20 to 30 |  |  |  |  | >=70 |  |  | 0 to 55 |  |  |  | Fiber-Coupled Modules | 105 | Single Bar | MF; M1F-SS2.13 | Components | [20 empty] | 1 | [7 empty] | >=0.8 | [10 empty] | DILAS | http://dilas.com/assets/media/products/DILAS_MF_105um.pdf | 2017-09-01
1118 | MF 105um, 976nm | Diode Lasers | Components | CW |  | Diode | 40000 | 80000 | 0 | 80000 | [7 empty] | >38 |  |  |  | Yes | 976 | 900 | 1000 | 100 | 3 | 3 | [5 empty] | <5 | 0.34 | [11 empty] | <65 | <6 | [5 empty] | 1.8 | [10 empty] | 0.22 |  | 105/125 | SMA or Pigtail; Not detachable |  |  | 105 | [5 empty] | 85.7 x 31 x 19.7 | [25 empty] | 20 to 30 |  |  |  |  | >=70 |  |  | 0 to 55 |  |  |  | Fiber-Coupled Modules | 105 | Single Bar | MF; M1F-SS2.13 | Components | [20 empty] | 1 | [7 empty] | >=0.8 | [10 empty] | DILAS | http://dilas.com/assets/media/products/DILAS_MF_105um.pdf | 2017-09-01
1119 | MF 1064nm-400um | Diode Lasers | Components | CW |  | Diode | 30000 | 80000 | 0 | 80000 | [7 empty] | >40 |  |  |  | Yes | 1064 | 1001 | 1100 | 99 | 10 | 10 | [5 empty] | <7 | 0.4 | [11 empty] | <57 | <7 | [5 empty] | 1.7 | [10 empty] | 0.22 |  |  | HP-SMA 905 with Free Standing Fiber Tips |  |  | 400 | [5 empty] | 85.7 x 31 x 19.7 | [25 empty] | 20 to 30 |  |  |  | >70 |  |  |  | 0 to 55 |  |  |  | Fiber-Coupled Modules | 400 | Single Bar | MF; M1F-SS2.1; M1F-SS5.2 | Components | [21 empty] | True unpolarized output is available as an option | [6 empty] | >0.7 | [10 empty] | DILAS | http://dilas.com/assets/media/products/DILAS_MF_1064nm-400um.pdf | 2017-09-01
1120 | MF 1210nm, 400um | Diode Lasers | Components | CW |  | Diode | 14000 | 35000 | 0 | 35000 | [7 empty] | >20 |  |  |  | Yes | 1210 | 1101 | 1260 | 159 | 25 | 25 | [5 empty] | <10 | 0.4 | [11 empty] | <55 | <10 | [5 empty] | 1.35 | [10 empty] | 0.22 |  |  | HP-SMA 905 with Free Standing Fiber Tips |  |  | 400 | [5 empty] | 85.7 x 31 x 19.7 | [25 empty] | 20 to 30 |  |  |  | >90 |  |  |  | 0 to 55 |  |  |  | Fiber-Coupled Modules | 400 | Single Bar | MF; M1F-SS2.1; M1F-SS5.2 | Components | [21 empty] | True unpolarized output is available as an option | [6 empty] | >0.3 | [10 empty] | DILAS | http://dilas.com/assets/media/products/DILAS_MF_1210nm-400um.pdf | 2017-09-01
1121 | MF 1310nm, 400um | Diode Lasers | Components | CW |  | Diode | 14000 | 35000 | 0 | 35000 | [7 empty] | >18 |  |  |  | Yes | 1310 | 1261 | 1399 | 138 | 20 | 20 | [5 empty] | <12 | 0.44 | [11 empty] | <62 | <10 | [5 empty] | 1.3 | [10 empty] | 0.22 |  |  | HP-SMA 905 with Free Standing Fiber Tips |  |  | 400 | [5 empty] | 85.7 x 31 x 19.7 | [25 empty] | 20 to 30 |  |  |  | >90 |  |  |  | 0 to 55 |  |  |  | Fiber-Coupled Modules | 400 | Single Bar | MF; M1F-SS2.1; M1F-SS5.2 | Components | [21 empty] | True unpolarized output is available as an option | [6 empty] | >0.3 | [10 empty] | DILAS | http://dilas.com/assets/media/products/DILAS_MF_1310nm-400um.pdf | 2017-09-01
1122 | MF 1470nm, 200um | Diode Lasers | Components | CW |  | Diode | 12000 | 35000 | 0 | 35000 | [7 empty] | >17 |  |  |  | Yes | 1470 | 1400 | 1499 | 99 | 20 | 20 | [5 empty] | <12 | 0.58 | [11 empty] | <60 | <11 | [5 empty] | 1.4 | [10 empty] | 0.22 |  |  | HP-SMA 905 with Free Standing Fiber Tips |  |  | 200 | [5 empty] | 85.7 x 31 x 19.7 | [25 empty] | 20 to 30 |  |  |  | >90 |  |  |  | 0 to 55 |  |  |  | Fiber-Coupled Modules | 200 | Single Bar | MF; M1F-SS2.1; M1F-SS5.2 | Components | [21 empty] | True unpolarized output is available as an option | [6 empty] | >0.3 | [10 empty] | DILAS | http://dilas.com/assets/media/products/DILAS_MF_1470nm-200um.pdf | 2017-09-01
1123 | MF 1470nm, 400um | Diode Lasers | Components | CW |  | Diode | 15000 | 35000 | 0 | 35000 | [7 empty] | >18 |  |  |  | Yes | 1470 | 1400 | 1499 | 99 | 20 | 20 | [5 empty] | <12 | 0.58 | [11 empty] | <60 | <11 | [5 empty] | 1.4 | [10 empty] | 0.22 |  |  | HP-SMA 905 with Free Standing Fiber Tips |  |  | 400 | [5 empty] | 85.7 x 31 x 19.7 | [25 empty] | 20 to 30 |  |  |  | >90 |  |  |  | 0 to 55 |  |  |  | Fiber-Coupled Modules | 400 | Single Bar | MF; M1F-SS2.1; M1F-SS5.2 | Components | [21 empty] | True unpolarized output is available as an option | [6 empty] | >0.3 | [10 empty] | DILAS | http://dilas.com/assets/media/products/DILAS_MF_1470nm-400um.pdf | 2017-09-01
1124 | MF 1530nm, 200um | Diode Lasers | Components | CW |  | Diode | 12000 | 35000 | 0 | 35000 | [7 empty] | >17 |  |  |  | Yes | 1530 | 1500 | 1700 | 200 | 20 | 20 | [5 empty] | <12 | 0.62 | [11 empty] | <60 | <11 | [5 empty] | 1.4 | [10 empty] | 0.22 |  |  | HP-SMA 905 with Free Standing Fiber Tips |  |  | 200 | [5 empty] | 85.7 x 31 x 19.7 | [25 empty] | 20 to 30 |  |  |  | >90 |  |  |  | 0 to 55 |  |  |  | Fiber-Coupled Modules | 200 | Single Bar | MF; M1F-SS2.1; M1F-SS5.2 | Components | [21 empty] | True unpolarized output is available as an option | [6 empty] | >0.3 | [10 empty] | DILAS | http://dilas.com/assets/media/products/DILAS_MF_1530nm-200um.pdf | 2017-09-01
1125 | MF 1550nm, 400um | Diode Lasers | Components | CW |  | Diode | 15000 | 35000 | 0 | 35000 | [7 empty] | >18 |  |  |  | Yes | 1550 | 1500 | 1700 | 200 | 20 | 20 | [5 empty] | <12 | 0.62 | [11 empty] | <65 | <11 | [5 empty] | 1.4 | [10 empty] | 0.22 |  |  | HP-SMA 905 with Free Standing Fiber Tips |  |  | 400 | [5 empty] | 85.7 x 31 x 19.7 | [25 empty] | 20 to 30 |  |  |  | >90 |  |  |  | 0 to 55 |  |  |  | Fiber-Coupled Modules | 400 | Single Bar | MF; M1F-SS2.1; M1F-SS5.2 | Components | [21 empty] | True unpolarized output is available as an option | [6 empty] | >0.25 | [10 empty] | DILAS | http://dilas.com/assets/media/products/DILAS_MF_1550nm-400um.pdf | 2017-09-01
1126 | MF 1940nm, 400um | Diode Lasers | Components | CW |  | Diode | 6000 | 35000 | 0 | 35000 | [7 empty] | >15 |  |  |  | Yes | 1940 | 1701 | 2500 | 799 | 20 | 20 | [5 empty] | <15 | 1.2 | [11 empty] | <42 | <7 | [5 empty] | 1.2 | [10 empty] | 0.22 |  |  | HP-SMA 905 with Free Standing Fiber Tips |  |  | 400 | [5 empty] | 85.7 x 31 x 19.7 | [25 empty] | 20 to 30 |  |  |  | >90 |  |  |  | 0 to 55 |  |  |  | Fiber-Coupled Modules | 400 | Single Bar | MF; M1F-SS2.1; M1F-SS5.2 | Components | [21 empty] | True unpolarized output is available as an option | [6 empty] | >0.18 | [10 empty] | DILAS | http://dilas.com/assets/media/products/DILAS_MF_1940nm-400um.pdf | 2017-09-01
1127 | DILAS MF 638nm-400um | Diode Lasers | Components | CW |  | Diode | 5000 | 35000 | 0 | 35000 | [7 empty] | >17 |  |  |  | Yes | 638 | 601 | 650 | 49 | 3 | 3 | [5 empty] | <2 | 0.16 | [11 empty] | <14 | <4.5 | [5 empty] | 2.2 | [10 empty] | 0.22 |  |  | HP-SMA 905 with Free Standing Fiber Tips |  |  | 400 | [5 empty] | 85.7 x 31 x 19.7 | [25 empty] | 20 to 30 |  |  |  | 35 |  |  |  | 0 to 55 |  |  |  | Fiber-Coupled Modules | 400 | Single Bar | MF; M1F-SS2.1; M1F-SS5.2 | Components | [21 empty] | True unpolarized output is available as an option | [6 empty] | >0.7 | [10 empty] | DILAS | http://dilas.com/assets/media/products/DILAS_MF_638nm-400um.pdf | 2017-09-01
1128 | DILAS MF 675nm-400um | Diode Lasers | Components | CW |  | Diode | 10000 | 35000 | 0 | 35000 | [7 empty] | >15 |  |  |  | Yes | 675 | 651 | 700 | 49 | 3 | 3 | [5 empty] | <2 | 0.16 | [11 empty] | <30 | <12 | [5 empty] | 2.2 | [10 empty] | 0.22 |  |  | HP-SMA 905 with Free Standing Fiber Tips |  |  | 400 | [5 empty] | 85.7 x 31 x 19.7 | [25 empty] | 20 to 30 |  |  |  | 70 |  |  |  | 0 to 55 |  |  |  | Fiber-Coupled Modules | 400 | Single Bar | MF; M1F-SS2.1; M1F-SS5.2 | Components | [21 empty] | True unpolarized output is available as an option | [6 empty] | >0.7 | [10 empty] | DILAS | http://dilas.com/assets/media/products/DILAS_MF_675nm-400um.pdf | 2017-09-01
1129 | MF 793nm 200um | Diode Lasers | Components | CW |  | Diode | 32000 | 80000 | 0 | 80000 | [7 empty] | >40 |  |  |  | Yes | 793 | 701 | 800 | 99 | 3 | 3 | [5 empty] | 4 | 0.27 | [11 empty] | <55 | <11 | [5 empty] | 1.9 | [10 empty] | 0.22 |  |  | HP-SMA 905 with Free Standing Fiber Tips |  |  | 200 | [5 empty] | 85.7 x 31 x 19.7 | [25 empty] | 20 to 30 |  |  |  | >70 |  |  |  | 0 to 55 |  |  |  | Fiber-Coupled Modules | 200 |  | MF; M1F-SS2.1; M1F-SS5.2 | Components | [21 empty] | True unpolarized output is available as an option | [6 empty] | >0.80 | [10 empty] | DILAS | http://dilas.com/assets/media/products/DILAS_MF_793nm-200um.pdf | 2017-09-01
1130 | MF 793nm 400um | Diode Lasers | Components | CW |  | Diode | 40000 | 55000 | 25000 | 80000 | [7 empty] | >45 |  |  |  | Yes | 793 | 701 | 800 | 99 | 3 | 3 | [5 empty] | 4 | 0.27 | [11 empty] | <60 | <11 | [5 empty] | 1.9 | [10 empty] | 0.22 |  |  | HP-SMA 905 with Free Standing Fiber Tips |  |  | 400 | [5 empty] | 85.7 x 31 x 19.7 | [25 empty] | 20 to 30 |  |  |  | >70 |  |  |  | 0 to 55 |  |  |  | Fiber-Coupled Modules | 400 |  | MF; M1F-SS2.1; M1F-SS5.2 | Components | [21 empty] | True unpolarized output is available as an option | [6 empty] | >0.85 | [10 empty] | DILAS | http://dilas.com/assets/media/products/DILAS_MF_793nm-400um.pdf | 2017-09-01
1131 | MF 808nm, 200um, 30W | Diode Lasers | Components | CW |  | Diode | 30000 | 80000 | 0 | 80000 | [7 empty] | >38 |  |  |  | Yes | 808 | 801 | 860 | 59 | 3 | 3 | [5 empty] | 4 | 0.27 | [11 empty] | <50 | <9 | [5 empty] | 1.9 | [10 empty] | 0.22 |  |  | HP-SMA 905 with Free Standing Fiber Tips |  |  | 200 | [5 empty] | 85.7 x 31 x 19.7 | [25 empty] | 20 to 30 |  |  |  | >70 |  |  |  | 0 to 55 |  |  |  | Fiber-Coupled Modules | 200 | Single Bar | MF; M1F-SS2.1; M1F-SS5.2 | Components | [21 empty] | True unpolarized output is available as an option | [6 empty] | >0.80 | [10 empty] | DILAS | http://dilas.com/assets/media/products/DILAS_MF_808nm-200um.pdf | 2017-09-01
1132 | MF 808nm, 200um, 40W | Diode Lasers | Components | CW |  | Diode | 40000 | 55000 | 25000 | 80000 | [7 empty] | >38 |  |  |  | Yes | 808 | 801 | 860 | 59 | 3 | 3 | [5 empty] | 4 | 0.27 | [11 empty] | <55 | <9 | [5 empty] | 1.9 | [10 empty] | 0.22 |  |  | HP-SMA 905 with Free Standing Fiber Tips |  |  | 200 | [5 empty] | 85.7 x 31 x 19.7 | [25 empty] | 20 to 30 |  |  |  | >70 |  |  |  | 0 to 55 |  |  |  | Fiber-Coupled Modules | 200 | Single Bar | MF; M1F-SS2.1; M1F-SS5.2 | Components | [21 empty] | True unpolarized output is available as an option | [6 empty] | >0.80 | [10 empty] | DILAS | http://dilas.com/assets/media/products/DILAS_MF_808nm-200um.pdf | 2017-09-01
1133 | MF 808nm, 400um, 100W | Diode Lasers | Components | QCW |  | Diode | 100000 | 225000 | 25000 | 250000 | [7 empty] | >=40 |  |  |  | Yes | 808 | 801 | 860 | 59 | 5 | 5 | [5 empty] | 5 | 0.27 | [11 empty] | <120 | <9 | [5 empty] | 1.9 | [10 empty] | 0.22 |  |  | HP-SMA 905 with Free Standing Fiber Tips |  |  | 400 | [5 empty] | 85.7 x 31 x 19.7 | [25 empty] | 20 to 30 |  |  |  | >70 |  |  |  | 0 to 55 |  |  |  | Fiber-Coupled Modules | 400 | Single Bar | MF; M1F-SS2.1; M1F-SS5.2 | Components | [21 empty] | True unpolarized output is available as an option | [6 empty] | >0.85 | [10 empty] | DILAS | http://dilas.com/assets/media/products/DILAS_MF_808nm-400um.pdf | 2017-09-01
1134 | MF 808nm, 400um, 30W | Diode Lasers | Components | CW |  | Diode | 30000 | 80000 | 0 | 80000 | [7 empty] | >40 |  |  |  | Yes | 808 | 801 | 860 | 59 | 3 | 3 | [5 empty] | 4 | 0.27 | [11 empty] | <45 | <8 | [5 empty] | 1.9 | [10 empty] | 0.22 |  |  | HP-SMA 905 with Free Standing Fiber Tips |  |  | 400 | [5 empty] | 85.7 x 31 x 19.7 | [25 empty] | 20 to 30 |  |  |  | >70 |  |  |  | 0 to 55 |  |  |  | Fiber-Coupled Modules | 400 | Single Bar | MF; M1F-SS2.1; M1F-SS5.2 | Components | [21 empty] | True unpolarized output is available as an option | [6 empty] | >0.85 | [10 empty] | DILAS | http://dilas.com/assets/media/products/DILAS_MF_808nm-400um.pdf | 2017-09-01
1135 | MF 808nm, 400um, 40W | Diode Lasers | Components | CW |  | Diode | 40000 | 55000 | 25000 | 80000 | [7 empty] | >40 |  |  |  | Yes | 808 | 801 | 860 | 59 | 3 | 3 | [5 empty] | 4 | 0.27 | [11 empty] | <55 | <11 | [5 empty] | 1.9 | [10 empty] | 0.22 |  |  | HP-SMA 905 with Free Standing Fiber Tips |  |  | 400 | [5 empty] | 85.7 x 31 x 19.7 | [25 empty] | 20 to 30 |  |  |  | >70 |  |  |  | 0 to 55 |  |  |  | Fiber-Coupled Modules | 400 | Single Bar | MF; M1F-SS2.1; M1F-SS5.2 | Components | [21 empty] | True unpolarized output is available as an option | [6 empty] | >0.85 | [10 empty] | DILAS | http://dilas.com/assets/media/products/DILAS_MF_808nm-400um.pdf | 2017-09-01
1136 | MF 808nm, 400um, 50W | Diode Lasers | Components | CW |  | Diode | 50000 | 55000 | 25000 | 80000 | [7 empty] | >40 |  |  |  | Yes | 808 | 801 | 860 | 59 | 3 | 3 | [5 empty] | 4 | 0.27 | [11 empty] | <70 | <11 | [5 empty] | 1.9 | [10 empty] | 0.22 |  |  | HP-SMA 905 with Free Standing Fiber Tips |  |  | 400 | [5 empty] | 85.7 x 31 x 19.7 | [25 empty] | 20 to 35 |  |  |  | >70 |  |  |  | 0 to 55 |  |  |  | Fiber-Coupled Modules | 400 | Single Bar | MF; M1F-SS2.1; M1F-SS5.2 | Components | [21 empty] | True unpolarized output is available as an option | [6 empty] | >0.85 | [10 empty] | DILAS | http://dilas.com/assets/media/products/DILAS_MF_808nm-400um.pdf | 2017-09-01
1137 | MF 880nm, 400um, 30W | Diode Lasers | Components | CW |  | Diode | 30000 | 80000 | 0 | 80000 | [7 empty] | >45 |  |  |  | Yes | 880 | 861 | 899 | 38 | 3 | 3 | [5 empty] | 5 | 0.3 | [11 empty] | <45 | <14 | [5 empty] | 1.9 | [10 empty] | 0.22 |  |  | HP-SMA 905 with Free Standing Fiber Tips |  |  | 400 | [5 empty] | 85.7 x 31 x 19.7 | [22 empty] | 20 to 30 | [6 empty] | >70 |  |  | 0 to 55 |  |  |  |  | Fiber-Coupled Modules | 400 | Single Bar | MF; M1F-SS2.1; M1F-SS5.2 | Components | [21 empty] | True unpolarized output is available as an option | [6 empty] | >0.9 | [10 empty] | DILAS | http://dilas.com/assets/media/products/DILAS_MF_880nm-400um.pdf | 2017-09-01
1138 | MF 880nm, 400um, 50W | Diode Lasers | Components | CW |  | Diode | 50000 | 55000 | 25000 | 80000 | [7 empty] | >45 |  |  |  | Yes | 880 | 861 | 899 | 38 | 3 | 3 | [5 empty] | 5 | 0.3 | [11 empty] | <65 | <14 | [5 empty] | 1.9 | [10 empty] | 0.22 |  |  | HP-SMA 905 with Free Standing Fiber Tips |  |  | 400 | [5 empty] | 85.7 x 31 x 19.7 | [22 empty] | 20 to 30 | [6 empty] | >70 |  |  | 0 to 55 |  |  |  |  | Fiber-Coupled Modules | 400 | Single Bar | MF; M1F-SS2.1; M1F-SS5.2 | Components | [21 empty] | True unpolarized output is available as an option | [6 empty] | >0.9 | [10 empty] | DILAS | http://dilas.com/assets/media/products/DILAS_MF_880nm-400um.pdf | 2017-09-01
1139 | MF 915nm, 200um, 30W | Diode Lasers | Components | CW |  | Diode | 30000 | 80000 | 0 | 80000 | [7 empty] | >45 |  |  |  | Yes | 915 | 900 | 930 | 30 | 3 | 3 | [5 empty] | 4 | 0.31 | [11 empty] | <50 | <7 | [5 empty] | 1.9 | [10 empty] | 0.22 |  |  | HP-SMA 905 with Free Standing Fiber Tips |  |  | 200 | [5 empty] | 85.7 x 31 x 19.7 | [22 empty] | 20 to 30 | [6 empty] | >70 |  |  | 0 to 55 |  |  |  |  | Fiber-Coupled Modules | 200 | Single Bar | MF; M1F-SS2.1; M1F-SS5.2 | Components | [21 empty] | True unpolarized output is available as an option | [6 empty] | >0.80 | [10 empty] | DILAS | http://dilas.com/assets/media/products/DILAS_MF_915nm-200um.pdf | 2017-09-01
1140 | MF 915nm, 400um, 30W | Diode Lasers | Components | CW |  | Diode | 30000 | 80000 | 0 | 80000 | [7 empty] | >45 |  |  |  | Yes | 915 | 900 | 930 | 30 | 3 | 3 | [5 empty] | 5 | 0.31 | [11 empty] | <40 | <7.5 | [5 empty] | 1.9 | [10 empty] | 0.22 |  |  | HP-SMA 905 with Free Standing Fiber Tips |  |  | 400 | [5 empty] | 85.7 x 31 x 19.7 | [22 empty] | 20 to 30 | [6 empty] | >70 |  |  | 0 to 55 |  |  |  |  | Fiber-Coupled Modules | 400 | Single Bar | MF; M1F-SS2.1; M1F-SS5.2 | Components | [21 empty] | True unpolarized output is available as an option | [6 empty] | >0.85 | [10 empty] | DILAS | http://dilas.com/assets/media/products/DILAS_MF_915nm-400um.pdf | 2017-09-01
1141 | MF 915nm, 400um, 50W | Diode Lasers | Components | CW |  | Diode | 50000 | 55000 | 25000 | 80000 | [7 empty] | >45 |  |  |  | Yes | 915 | 900 | 930 | 30 | 3 | 3 | [5 empty] | 5 | 0.31 | [11 empty] | <70 | <7.5 | [5 empty] | 1.9 | [10 empty] | 0.22 |  |  | HP-SMA 905 with Free Standing Fiber Tips |  |  | 400 | [5 empty] | 85.7 x 31 x 19.7 | [22 empty] | 20 to 30 | [6 empty] | >70 |  |  | 0 to 55 |  |  |  |  | Fiber-Coupled Modules | 400 | Single Bar | MF; M1F-SS2.1; M1F-SS5.2 | Components | [21 empty] | True unpolarized output is available as an option | [6 empty] | >0.85 | [10 empty] | DILAS | http://dilas.com/assets/media/products/DILAS_MF_915nm-400um.pdf | 2017-09-01
1142 | MF 940nm, 200um, 30W | Diode Lasers | Components | CW |  | Diode | 30000 | 80000 | 0 | 80000 | [7 empty] | >45 |  |  |  | Yes | 940 | 931 | 960 | 29 | 3 | 3 | [5 empty] | 5 | 0.34 | [11 empty] | <50 | <7 | [5 empty] | 1.9 | [10 empty] | 0.22 |  |  | HP-SMA 905 with Free Standing Fiber Tips |  |  | 200 | [5 empty] | 85.7 x 31 x 19.7 | [22 empty] | 20 to 30 | [6 empty] | >70 |  |  | 0 to 55 |  |  |  |  | Fiber-Coupled Modules | 200 | Single Bar | MF; M1F-SS2.1; M1F-SS5.2 | Components | [21 empty] | True unpolarized output is available as an option | [6 empty] | >0.80 | [10 empty] | DILAS | http://dilas.com/assets/media/products/DILAS_MF_940nm-200um.pdf | 2017-09-01
1143 | MF 940nm, 400um, 100W | Diode Lasers | Components | QCW |  | Diode | 100000 | 0 | 25000 | 25000 | [7 empty] | >=45 |  |  |  | Yes | 940 | 931 | 960 | 29 | 3 | 3 | [5 empty] | 5 | 0.34 | [11 empty] | <120 | <8 | [5 empty] | 1.9 | [10 empty] | 0.22 |  |  | HP-SMA 905 with Free Standing Fiber Tips |  |  | 400 | [5 empty] | 85.7 x 31 x 19.7 | [22 empty] | 20 to 30 | [6 empty] | >70 |  |  | 0 to 55 |  |  |  |  | Fiber-Coupled Modules | 400 | Single Bar | MF; M1F-SS2.1; M1F-SS5.2 | Components | [21 empty] | True unpolarized output is available as an option | [6 empty] | >0.7 | [10 empty] | DILAS | http://dilas.com/assets/media/products/DILAS_MF_940nm-400um.pdf | 2017-09-01
1144 | MF 940nm, 400um, 30W | Diode Lasers | Components | CW |  | Diode | 30000 | 80000 | 0 | 80000 | [7 empty] | >45 |  |  |  | Yes | 940 | 931 | 960 | 29 | 3 | 3 | [5 empty] | 5 | 0.34 | [11 empty] | <50 | <8 | [5 empty] | 1.9 | [10 empty] | 0.22 |  |  | HP-SMA 905 with Free Standing Fiber Tips |  |  | 400 | [5 empty] | 85.7 x 31 x 19.7 | [22 empty] | 20 to 30 | [6 empty] | >70 |  |  | 0 to 55 |  |  |  |  | Fiber-Coupled Modules | 400 | Single Bar | MF; M1F-SS2.1; M1F-SS5.2 | Components | [21 empty] | True unpolarized output is available as an option | [6 empty] | >0.85 | [10 empty] | DILAS | http://dilas.com/assets/media/products/DILAS_MF_940nm-400um.pdf | 2017-09-01
1145 | MF 940nm, 400um, 50W | Diode Lasers | Components | CW |  | Diode | 50000 | 55000 | 25000 | 80000 | [7 empty] | >45 |  |  |  | Yes | 940 | 931 | 960 | 29 | 3 | 3 | [5 empty] | 5 | 0.34 | [11 empty] | <70 | <8 | [5 empty] | 1.9 | [10 empty] | 0.22 |  |  | HP-SMA 905 with Free Standing Fiber Tips |  |  | 400 | [5 empty] | 85.7 x 31 x 19.7 | [22 empty] | 20 to 30 | [6 empty] | >70 |  |  | 0 to 55 |  |  |  |  | Fiber-Coupled Modules | 400 | Single Bar | MF; M1F-SS2.1; M1F-SS5.2 | Components | [21 empty] | True unpolarized output is available as an option | [6 empty] | >0.85 | [10 empty] | DILAS | http://dilas.com/assets/media/products/DILAS_MF_940nm-400um.pdf | 2017-09-01
1146 | MF 976nm, 200um, 30W | Diode Lasers | Components | CW |  | Diode | 30000 | 80000 | 0 | 80000 | [7 empty] | >45 |  |  |  | Yes | 976 | 961 | 1000 | 39 | 3 | 3 | [5 empty] | 5 | 0.38 | [11 empty] | <50 | <7.5 | [5 empty] | 1.9 | [10 empty] | 0.22 |  |  | HP-SMA 905 with Free Standing Fiber Tips |  |  | 200 | [5 empty] | 85.7 x 31 x 19.7 | [22 empty] | 20 to 30 | [6 empty] | >70 |  |  | 0 to 55 |  |  |  |  | Fiber-Coupled Modules | 200 | Single Bar | MF; M1F-SS2.1; M1F-SS5.2 | Components | [21 empty] | True unpolarized output is available as an option | [6 empty] | 0.8 | [10 empty] | DILAS | http://dilas.com/assets/media/products/DILAS_MF_976nm-200um.pdf | 2017-09-01
1147 | MF 976nm, 200um, 40W | Diode Lasers | Components | CW |  | Diode | 40000 | 55000 | 25000 | 80000 | [7 empty] | >45 |  |  |  | Yes | 976 | 961 | 1000 | 39 | 3 | 3 | [5 empty] | 5 | 0.38 | [11 empty] | <65 | <7.5 | [5 empty] | 1.9 | [10 empty] | 0.22 |  |  | HP-SMA 905 with Free Standing Fiber Tips |  |  | 200 | [5 empty] | 85.7 x 31 x 19.7 | [22 empty] | 20 to 30 | [6 empty] | >70 |  |  | 0 to 55 |  |  |  |  | Fiber-Coupled Modules | 200 | Single Bar | MF; M1F-SS2.1; M1F-SS5.2 | Components | [21 empty] | True unpolarized output is available as an option | [6 empty] | 0.8 | [10 empty] | DILAS | http://dilas.com/assets/media/products/DILAS_MF_976nm-200um.pdf | 2017-09-01
1148 | MF 976nm-400um, 30W | Diode Lasers | Components | CW |  | Diode | 30000 | 80000 | 0 | 80000 | [7 empty] | >45 |  |  |  | Yes | 976 | 961 | 1000 | 39 | 3 | 3 | [5 empty] | 4 | 0.38 | [11 empty] | <50 | <7.5 | [5 empty] | 1.9 | [10 empty] | 0.22 |  |  | HP-SMA 905 with Free Standing Fiber Tips |  |  | 400 | [5 empty] | 85.7 x 31 x 19.7 | [22 empty] | 20 to 30 | [6 empty] | >70 |  |  | 0 to 55 |  |  |  |  | Fiber-Coupled Modules | 400 | Single Bar | MF; M1F-SS2.1; M1F-SS5.2 | Components | [21 empty] | True unpolarized output is available as an option | [6 empty] | >0.8 | [10 empty] | DILAS | http://dilas.com/assets/media/products/DILAS_MF_976nm-400um.pdf | 2017-09-01
1149 | MF 976nm, 400um, 100W | Diode Lasers | Components | QCW |  | Diode | 100000 | 225000 | 25000 | 250000 | [7 empty] | >=40 |  |  |  | Yes | 976 | 961 | 1000 | 39 | 5 | 5 | [5 empty] | 5 | 0.38 | [11 empty] | <120 | <7.5 | [5 empty] | 1.9 | [10 empty] | 0.22 |  |  | HP-SMA 905 with Free Standing Fiber Tips |  |  | 400 | [5 empty] | 85.7 x 31 x 19.7 | [22 empty] | 20 to 30 | [6 empty] | >70 |  |  | 0 to 55 |  |  |  |  | Fiber-Coupled Modules | 400 | Single Bar | MF; M1F-SS2.1; M1F-SS5.2 | Components | [21 empty] | True unpolarized output is available as an option | [6 empty] | >0.85 | [10 empty] | DILAS | http://dilas.com/assets/media/products/DILAS_MF_976nm-400um.pdf | 2017-09-01
1150 | MF 976nm, 400um, 50W | Diode Lasers | Components | CW |  | Diode | 50000 | 55000 | 25000 | 80000 | [7 empty] | >45 |  |  |  | Yes | 976 | 961 | 1000 | 39 | 5 | 5 | [5 empty] | 4 | 0.38 | [11 empty] | <60 | <13 | [5 empty] | 1.9 | [10 empty] | 0.22 |  |  | HP-SMA 905 with Free Standing Fiber Tips |  |  | 400 | [5 empty] | 85.7 x 31 x 19.7 | [22 empty] | 20 to 35 | [6 empty] | >=90 |  |  | 0 to 55 |  |  |  |  | Fiber-Coupled Modules | 400 | Single Bar | MF; M1F-SS2.1; M1F-SS5.2 | Components | [21 empty] | True unpolarized output is available as an option | [6 empty] | >0.8 | [10 empty] | DILAS | http://dilas.com/assets/media/products/DILAS_MF_976nm-400um.pdf | 2017-09-01
1151 | DILAS MF-NLW 793nm | Diode Lasers | Components | CW |  | Diode | 30000 | 80000 | 0 | 80000 | [7 empty] | >35 |  |  |  | Yes | 793 | 701 | 800 | 99 | 0.6 | 0.6 | [5 empty] | <0.5 | 0.01 | [11 empty] | <55 | <9 | [5 empty] | 1.9 | [10 empty] | 0.22 |  |  | HP-SMA 905 with Free Standing Fiber Tips |  |  | 400 | [5 empty] | 85.7 x 31 x 19.7 | [22 empty] | 20 to 30 | [6 empty] | >80 |  |  | 0 to 55 |  |  |  |  | Fiber-Coupled Modules | 400 | Single Bar | MF; M1F-SS2.1 | Components | VBG Narrow Linewidth | [27 empty] | >0.5 | [10 empty] | DILAS | http://dilas.com/assets/media/products/DILAS_MF-NLW_793nm.pdf | 2017-09-01
1152 | DILAS MF-NLW 806.5nm | Diode Lasers | Components | CW |  | Diode | 40000 | 80000 | 0 | 80000 | [7 empty] | >35 |  |  |  | Yes | 806.5 | 801 | 830 | 29 | 0.6 | 0.6 | [5 empty] | <0.5 | 0.01 | [11 empty] | <70 | <11 | [5 empty] | 1.9 | [10 empty] | 0.22 |  |  | HP-SMA 905 with Free Standing Fiber Tips |  |  | 400 | [5 empty] | 85.7 x 31 x 19.7 | [22 empty] | 20 to 30 | [6 empty] | >100 |  |  | 0 to 55 |  |  |  |  | Fiber-Coupled Modules | 400 | Single Bar | MF; M1F-SS2.1 | Components | VBG Narrow Linewidth | [27 empty] | >0.6 | [10 empty] | DILAS | http://dilas.com/assets/media/products/DILAS_MF-NLW_806_5nm.pdf | 2017-09-01
1153 | DILAS MF-NLW 808nm | Diode Lasers | Components | CW |  | Diode | 30000 | 80000 | 0 | 80000 | [7 empty] | >30 |  |  |  | Yes | 808 | 801 | 830 | 29 | 0.6 | 0.6 | [5 empty] | <0.5 | 0.01 | [11 empty] | <55 | <9 | [5 empty] | 1.9 | [10 empty] | 0.22 |  |  | HP-SMA 905 with Free Standing Fiber Tips |  |  | 200 | [5 empty] | 85.7 x 31 x 19.7 | [22 empty] | 20 to 30 | [6 empty] | >80 |  |  | 0 to 55 |  |  |  |  | Fiber-Coupled Modules | 200 | Single Bar | MF; M1F-SS2.1 | Components | VBG Narrow Linewidth | [27 empty] | >0.5 | [10 empty] | DILAS | http://dilas.com/assets/media/products/DILAS_MF-NLW_808nm.pdf | 2017-09-01
1154 | DILAS MF-NLW 808nm | Diode Lasers | Components | CW |  | Diode | 40000 | 55000 | 25000 | 80000 | [7 empty] | >35 |  |  |  | Yes | 808 | 801 | 830 | 29 | 0.6 | 0.6 | [5 empty] | <0.5 | 0.01 | [11 empty] | <70 | <11 | [5 empty] | 1.9 | [10 empty] | 0.22 |  |  | HP-SMA 905 with Free Standing Fiber Tips |  |  | 400 | [5 empty] | 85.7 x 31 x 19.7 | [22 empty] | 20 to 30 | [6 empty] | >100 |  |  | 0 to 55 |  |  |  |  | Fiber-Coupled Modules | 400 | Single Bar | MF; M1F-SS2.1 | Components | VBG Narrow Linewidth | [27 empty] | >0.6 | [10 empty] | DILAS | http://dilas.com/assets/media/products/DILAS_MF-NLW_808nm.pdf | 2017-09-01
1155 | DILAS MF-NLW 879nm | Diode Lasers | Components | CW |  | Diode | 40000 | 80000 | 0 | 80000 | [7 empty] | >35 |  |  |  | Yes | 879 | 861 | 899 | 38 | 0.6 | 0.6 | [5 empty] | <0.5 | 0.01 | [11 empty] | <70 | <11 | [5 empty] | 1.9 | [10 empty] | 0.22 |  |  | HP-SMA 905 with Free Standing Fiber Tips |  |  | 400 | [5 empty] | 85.7 x 31 x 19.7 | [22 empty] | 20 to 30 | [6 empty] | >100 |  |  | 0 to 55 |  |  |  |  | Fiber-Coupled Modules | 400 | Single Bar | MF; M1F-SS2.1 | Components | VBG Narrow Linewidth | [27 empty] | >0.6 | [10 empty] | DILAS | http://dilas.com/assets/media/products/DILAS_MF-NLW_879nm.pdf | 2017-09-01
1156 | DILAS MF-NLW 880nm | Diode Lasers | Components | CW |  | Diode | 40000 | 80000 | 0 | 80000 | [7 empty] | >35 |  |  |  | Yes | 880 | 861 | 899 | 38 | 0.6 | 0.6 | [5 empty] | <0.5 | 0.01 | [11 empty] | <70 | <13 | [5 empty] | 1.9 | [10 empty] | 0.22 |  |  | HP-SMA 905 with Free Standing Fiber Tips |  |  | 400 | [5 empty] | 85.7 x 31 x 19.7 | [22 empty] | 20 to 30 | [6 empty] | >100 |  |  | 0 to 55 |  |  |  |  | Fiber-Coupled Modules | 400 | Single Bar | MF; M1F-SS2.1 | Components | VBG Narrow Linewidth | [27 empty] | >0.6 | [10 empty] | DILAS | http://dilas.com/assets/media/products/DILAS_MF-NLW_880nm.pdf | 2017-09-01
1157 | MF-NLW 976nm, 30W, 200/400um | Diode Lasers | Components | CW |  | Diode | 30000 | 80000 | 0 | 80000 | [7 empty] | >35 |  |  |  | Yes | 976 | 961 | 1000 | 39 | 0.6 | 0.6 | [5 empty] | <0.5 | 0.01 | [11 empty] | <55 | <7.5 | [5 empty] | 1.9 | [10 empty] | 0.22 |  |  | HP-SMA 905 with Free Standing Fiber Tips |  |  | 200 | [5 empty] | 85.7 x 31 x 19.7 | [22 empty] | 20 to 30 | [6 empty] | >80 |  |  | 0 to 55 |  |  |  |  | Fiber-Coupled Modules | 200 | Single Bar | MF; M1F-SS2.1 | Components | VBG Narrow Linewidth | [27 empty] | >0.5 | [10 empty] | DILAS | http://dilas.com/assets/media/products/DILAS_MF-NLW_976nm.pdf | 2017-09-01
1158 | MF-NLW 976nm, 40W, 200/400um | Diode Lasers | Components | CW |  | Diode | 40000 | 55000 | 25000 | 80000 | [7 empty] | >35 |  |  |  | Yes | 976 | 961 | 1000 | 39 | 0.6 | 0.6 | [5 empty] | <0.5 | 0.01 | [11 empty] | <70 | <7.5 | [5 empty] | 1.9 | [10 empty] | 0.22 |  |  | HP-SMA 905 with Free Standing Fiber Tips |  |  | 400 | [5 empty] | 85.7 x 31 x 19.7 | [22 empty] | 20 to 30 | [6 empty] | >100 |  |  | 0 to 55 |  |  |  |  | Fiber-Coupled Modules | 400 | Single Bar | MF; M1F-SS2.1 | Components | VBG Narrow Linewidth | [27 empty] | >0.5 | [10 empty] | DILAS | http://dilas.com/assets/media/products/DILAS_MF-NLW_976nm.pdf | 2017-09-01
1159 | MF-NLW 981nm, 30W, 200/400um | Diode Lasers | Components | CW |  | Diode | 30000 | 80000 | 0 | 80000 | [7 empty] | >35 |  |  |  | Yes | 981 | 961 | 1000 | 39 | 0.6 | 0.6 | [5 empty] | <0.5 | 0.01 | [11 empty] | <55 | <7.5 | [5 empty] | 1.9 | [10 empty] | 0.22 |  |  | HP-SMA 905 with Free Standing Fiber Tips |  |  | 200 | [5 empty] | 85.7 x 31 x 19.7 | [22 empty] | 20 to 30 | [6 empty] | >80 |  |  | 0 to 55 |  |  |  |  | Fiber-Coupled Modules | 200 | Single Bar | MF; M1F-SS2.1 | Components | VBG Narrow Linewidth | [27 empty] | >0.5 | [10 empty] | DILAS | http://dilas.com/assets/media/products/DILAS_MF-NLW_981nm.pdf | 2017-09-01
1160 | MF-NLW 981nm, 40W, 200um/400um | Diode Lasers | Components | CW |  | Diode | 40000 | 55000 | 25000 | 80000 | [7 empty] | >35 |  |  |  | Yes | 981 | 961 | 1000 | 39 | 0.6 | 0.6 | [5 empty] | <0.5 | 0.01 | [11 empty] | <70 | <7.5 | [5 empty] | 1.9 | [10 empty] | 0.22 |  |  | HP-SMA 905 with Free Standing Fiber Tips |  |  | 400 | [5 empty] | 85.7 x 31 x 19.7 | [22 empty] | 20 to 30 | [6 empty] | >100 |  |  | 0 to 55 |  |  |  |  | Fiber-Coupled Modules | 400 | Single Bar | MF; M1F-SS2.1 | Components | VBG Narrow Linewidth | [27 empty] | >0.5 | [10 empty] | DILAS | http://dilas.com/assets/media/products/DILAS_MF-NLW_981nm.pdf | 2017-09-01
1161 | MMF | Diode Lasers | Components |  |  | Diode |  | 10000000 | 0 | 10000000 | [11 empty] | Yes | Near IR - IR | 630 | 2500 | 1870 | <=25 | <=25 | [25 empty] | <=100 | [60 empty] | Fiber-Coupled Modules |  | Multi Bar |  | Components | [39 empty] | DILAS |  | 2017-11-02
1162 | MMF 3-Lambda-IS9, 1470nm | Diode Lasers | Components | CW |  | Diode | 12000 | 80000 | 0 | 80000 | [7 empty] | >20 |  |  |  | Yes | 1470 | 1400 | 1499 | 99 | 20 | 20 | [5 empty] | <12 | 0.6 | [11 empty] | <70 | <11 | [5 empty] | 1.4 | [10 empty] | 0.22 |  |  | HP-SMA 905 with Free Standing Fiber Tips |  | 400 | [18 empty] | 200 to 300 | [11 empty] | 20 to 25 | 30 to 35 |  | 20 to 25 |  | >90 | [8 empty] | Fiber-Coupled Modules | 400 | Multi Bar | MMF; 3-Lambda; IS9 | Components | Multi-Wavelengths (3-Lambda) | [27 empty] | 0.6 | [10 empty] | DILAS | http://dilas.com/assets/media/products/DILAS_MMF_3Lambda-IS9.pdf | 2017-09-01
1163 | MMF 3-Lambda-IS9, 1520nm | Diode Lasers | Components | CW |  | Diode | 12000 | 80000 | 0 | 80000 | [7 empty] | >20 |  |  |  | Yes | 1520 | 1500 | 1700 | 200 | 20 | 20 | [5 empty] | <12 | 0.6 | [11 empty] | <65 | <11 | [5 empty] | 1.4 | [10 empty] | 0.22 |  |  | HP-SMA 905 with Free Standing Fiber Tips |  | 400 | [18 empty] | 200 to 300 | [11 empty] | 20 to 25 | 30 to 35 |  | 20 to 25 |  | >90 | [8 empty] | Fiber-Coupled Modules | 400 | Multi Bar | MMF; 3-Lambda; IS9 | Components | Multi-Wavelengths (3-Lambda) | [27 empty] | 0.6 | [10 empty] | DILAS | http://dilas.com/assets/media/products/DILAS_MMF_3Lambda-IS9.pdf | 2017-09-01
1164 | MMF 3-Lambda-IS9, 1550nm | Diode Lasers | Components | CW |  | Diode | 12000 | 80000 | 0 | 80000 | [7 empty] | >20 |  |  |  | Yes | 1550 | 1500 | 1700 | 200 | 20 | 20 | [5 empty] | <12 | 0.6 | [11 empty] | <65 | <11 | [5 empty] | 1.4 | [10 empty] | 0.22 |  |  | HP-SMA 905 with Free Standing Fiber Tips |  | 400 | [18 empty] | 200 to 300 | [11 empty] | 20 to 25 | 30 to 35 |  | 20 to 25 |  | >90 | [8 empty] | Fiber-Coupled Modules | 400 | Multi Bar | MMF; 3-Lambda; IS9 | Components | Multi-Wavelengths (3-Lambda) | [27 empty] | 0.6 | [10 empty] | DILAS | http://dilas.com/assets/media/products/DILAS_MMF_3Lambda-IS9.pdf | 2017-09-01
1165 | MMF 3-Lambda-IS9, Combined | Diode Lasers | Components | CW |  | Diode | 36000 | 80000 | 0 | 80000 | [7 empty] | >20 |  |  |  | Yes | Multiple | [23 empty] | <70 | <11 | [16 empty] | 0.22 |  |  | HP-SMA 905 with Free Standing Fiber Tips |  | 400 | [18 empty] | 200 to 300 | [11 empty] | 20 to 25 | 30 to 35 |  | 20 to 25 |  | >270 | [8 empty] | Fiber-Coupled Modules | 400 | Multi Bar | MMF; 3-Lambda; IS9 | Components | Multi-Wavelengths (3-Lambda)
1166 | MMF QCW IS28 808nm | Diode Lasers | Components | QCW |  | Diode | 500000 | 975000 | 25000 | 1000000 | [7 empty] | >40 |  |  |  | Yes | 808 | 801 | 899 | 98 | 5 | 5 | [5 empty] | <6 | 0.3 | [10 empty] | <80 |  | <15 | [5 empty] | 20 | [10 empty] | 0.22 |  |  | SMA with Free Standing Fiber Tips |  | 800 | [6 empty] | 86 x 62 x 35 | [11 empty] | 100 to 200 | [10 empty] | 20 to 30 | [5 empty] | >30 |  |  |  | 0 to 55 |  |  |  |  | Fiber-Coupled Modules | 800 | Multi Bar | MMF; IS28 | Components | [28 empty] | >9 | [10 empty] | DILAS | http://dilas.com/assets/media/products/DILAS_MMF_QCW_IS28.pdf | 2017-09-01
1167 | MMF QCW IS28 940nm | Diode Lasers | Components | QCW |  | Diode | 500000 | 975000 | 25000 | 1000000 | [7 empty] | >40 |  |  |  | Yes | 940 | 900 | 1000 | 100 | 5 | 5 | [5 empty] | <6 | 0.3 | [10 empty] | <80 |  | <15 | [5 empty] | 20 | [10 empty] | 0.22 |  |  | SMA with Free Standing Fiber Tips |  | 800 | [6 empty] | 86 x 62 x 35 | [11 empty] | 100 to 200 | [10 empty] | 20 to 30 | [5 empty] | >30 |  |  |  | 0 to 55 |  |  |  |  | Fiber-Coupled Modules | 800 | Multi Bar | MMF; IS28 | Components | [28 empty] | >9 | [10 empty] | DILAS | http://dilas.com/assets/media/products/DILAS_MMF_QCW_IS28.pdf | 2017-09-01
1168 | MMF QCW IS39 808nm | Diode Lasers | Components | QCW, Long Pulse |  | Diode | 600000 | 975000 | 25000 | 1000000 | [7 empty] | >40 |  |  |  | Yes | 808 | 801 | 899 | 98 | 10 | 10 | [5 empty] | <7 | 0.3 | [10 empty] | <80 |  | <15 | [5 empty] | 24 | [10 empty] | 0.22 |  |  | SMA with Free Standing Fiber Tips |  | 800 | [6 empty] | 138 x 95 x 67.5 |  |  | 2 | [8 empty] | 216 to 264 | [10 empty] | 20 to 30 | [5 empty] | >400 |  |  |  | 0 to 55 |  |  | -20 to 55 |  | Fiber-Coupled Modules | 800 | Multi Bar | MMF; IS39 | Components | [13 empty] | <30 |  |  |  | <5/Deionized Water | [10 empty] | >10 | [10 empty] | DILAS | http://dilas.com/assets/media/products/DILAS_MMF_QCW_IS39.pdf | 2017-09-01
1169 | MMF QCW IS39 940nm | Diode Lasers | Components | QCW, Long Pulse |  | Diode | 600000 | 975000 | 25000 | 1000000 | [7 empty] | >40 |  |  |  | Yes | 940 | 900 | 1000 | 100 | 10 | 10 | [5 empty] | <7 | 0.3 | [10 empty] | <80 |  | <15 | [5 empty] | 24 | [10 empty] | 0.22 |  |  | SMA with Free Standing Fiber Tips |  | 800 | [6 empty] | 138 x 95 x 67.5 |  |  | 2 | [8 empty] | 216 to 264 | [10 empty] | 20 to 30 | [5 empty] | >400 |  |  |  | 0 to 55 |  |  | -20 to 55 |  | Fiber-Coupled Modules | 800 | Multi Bar | MMF; IS39 | Components | [13 empty] | <30 |  |  |  | <5/Deionized Water | [10 empty] | >10 | [10 empty] | DILAS | http://dilas.com/assets/media/products/DILAS_MMF_QCW_IS39.pdf | 2017-09-01
1170 | DILAS MMF TBar IS21.11 120W | Diode Lasers | Components | CW |  | Diode | 120000 | 225000 | 25000 | 250000 | [7 empty] | >35 |  |  |  | Yes | 976 | 900 | 1000 | 100 | 2 | 2 | [5 empty] | <5 | [12 empty] | <35 | <3.5 | [5 empty] | 35 | [10 empty] | 0.22 |  |  | SMAQ |  |  | 100 | [5 empty] | 138.3 x 65 x 39 |  |  | 1 | [8 empty] | 150 | Tap water | 20 to 25 | [8 empty] | 20 to 25 | [9 empty] | 5 to 60 |  |  |  |  | Fiber-Coupled Modules | 100 | Multi Bar | T-Bar; IS21.11 | Components | [28 empty] | <5 | [10 empty] | DILAS | http://dilas.com/assets/media/products/DILAS_MMF_TBar_IS21.11_120W.pdf | 2017-09-01
1171 | DILAS MMF TBar IS21.11 135W | Diode Lasers | Components | CW |  | Diode | 135000 | 170000 | 80000 | 250000 | [7 empty] | >45 |  |  |  | Yes | 976 | 900 | 1000 | 100 | 2 | 2 | [5 empty] | <5 | [12 empty] | <30 | <3.5 | [5 empty] | 11.5 | [10 empty] | 0.22 |  |  | SMAQ |  |  | 200 | [5 empty] | 138.3 x 65 x 39 | [11 empty] | 150 | Tap water | 20 to 25 | [8 empty] | 20 to 25 | [9 empty] | 5 to 60 |  |  |  |  | Fiber-Coupled Modules | 200 | Multi Bar | T-Bar; IS21.11 | Components | [28 empty] | <5 | [10 empty] | DILAS | http://dilas.com/assets/media/products/DILAS_MMF_TBar_IS21.11_135W.pdf | 2017-09-01
1172 | DILAS MMF TBar IS21.11 200W | Diode Lasers | Components | CW |  | Diode | 200000 | 170000 | 80000 | 250000 | [7 empty] | >45 |  |  |  | Yes | 976 | 900 | 1000 | 100 | 2 | 2 | [5 empty] | <5 | [12 empty] | <40 | <3.5 | [5 empty] | 11.5 | [10 empty] | 0.22 |  |  | SMAQ |  |  | 200 | [5 empty] | 138.3 x 65 x 39 | [11 empty] | >150 | Tap water | 20 to 25 | [8 empty] | 20 to 25 | [9 empty] | 5 to 60 |  |  |  |  | Fiber-Coupled Modules | 200 | Multi Bar | T-Bar; IS21.11 | Components | [28 empty] | <5 | [10 empty] | DILAS | http://dilas.com/assets/media/products/DILAS_MMF_TBar_IS21.11_200W.pdf | 2017-09-01
1173 | DILAS MMF TBar IS21.16 | Diode Lasers | Components | CW |  | Diode | 40000 | 80000 | 0 | 80000 | [7 empty] | >23 |  |  |  | Yes | 638 | 630 | 650 | 20 | 2 | 2 | [5 empty] | <2 | [12 empty] | <12 | <4 | [5 empty] | 16 | [10 empty] | 0.22 |  |  | SMA |  |  | 400 | [5 empty] | 130 x 65 x 45 |  |  | 1.2 | [8 empty] | 120 | Tap water | 20 to 25 | [8 empty] | 20 to 25 | [9 empty] | 5 to 60 |  |  |  |  | Fiber-Coupled Modules | 400 | Multi Bar | T-Bar; IS21.16 | Components | [28 empty] | >5 | [10 empty] | DILAS | http://dilas.com/assets/media/products/DILAS_MMF_TBar_IS21.16_40W.pdf | 2017-09-01
1174 | DILAS MMF TBar IS45.1 600W | Diode Lasers | Components | CW |  | Diode | 600000 | 750000 | 250000 | 1000000 | [7 empty] | >43 |  |  |  | Yes | 976 | 900 | 1000 | 100 | 2 | 2 | [5 empty] | <5 | [12 empty] | <40 | <3.5 | [5 empty] | 50 | [10 empty] | 0.22 |  |  | QBH |  |  | 200 | [5 empty] | 276.9 x 267 x 97.5 | [11 empty] | 600 | Tap water | 20 to 25 | [8 empty] | 20 to 25 | [9 empty] | 5 to 60 |  |  |  |  | Fiber-Coupled Modules | 200 | Multi Bar | T-Bar; IS45.1 | Components | NA 0.22 | [27 empty] | >20 | [10 empty] | DILAS | http://dilas.com/assets/media/products/DILAS_MMF_TBar_IS45-1_600W.pdf | 2017-09-01
1175 | DILAS MMF TBar IS45.1 600W | Diode Lasers | Components | CW |  | Diode | 600000 | 750000 | 250000 | 1000000 | [7 empty] | >43 |  |  |  | Yes | 976 | 900 | 1000 | 100 | 2 | 2 | [5 empty] | <5 | [12 empty] | <40 | <3.5 | [5 empty] | 50 | [10 empty] | 0.11 |  |  | QBH |  |  | 400 | [5 empty] | 276.9 x 267 x 97.5 | [11 empty] | 600 | Tap water | 20 to 25 | [8 empty] | 20 to 25 | [9 empty] | 5 to 60 |  |  |  |  | Fiber-Coupled Modules | 400 | Multi Bar | T-Bar; IS45.1 | Components | NA 0.11 | [27 empty] | >20 | [10 empty] | DILAS | http://dilas.com/assets/media/products/DILAS_MMF_TBar_IS45-1_600W.pdf | 2017-09-01
1176 | DILAS MMF TBar IS46 300W | Diode Lasers | Components | CW |  | Diode | 300000 | [10 empty] | >43 |  |  |  | Yes | 976 |  |  |  | 2 | 2 | [5 empty] | <4.5 | [12 empty] | <51 | <5 | [5 empty] | <14 | [10 empty] | 0.22 |  |  | OS SMA 0.5 |  |  | 200 | [8 empty] | 0.3 | [8 empty] | 100 | Tap water | 20 to 25 | [8 empty] | 20 to 25 | [9 empty] | 0 to 55 |  |  |  |  | Fiber-Coupled Modules |  |  | T-Bar; IS46 | Components | [28 empty] | >7 | [10 empty] | DILAS | http://dilas.com/assets/media/products/DILAS_MMF_TBar_IS46.pdf | 2017-10-13
1177 | MMF_TBar_IS58_240W_915nm | Diode Lasers | Components | CW |  | Diode | 240000 | 170000 | 80000 | 250000 | [7 empty] | >45 |  |  |  | Yes | 915 | 900 | 960 | 60 | 5 | 5 | [5 empty] | <5 | [12 empty] | <40 | <4 | [5 empty] | 15 | [10 empty] | 0.22 |  |  | Fixed Pigtail Fiber |  |  | 200/240 (Modestrip) | [8 empty] | 1 | [8 empty] | >150 | Tap water | 20 to 25 | [8 empty] | 20 to 25 | [9 empty] | 5 to 60 |  |  |  |  | Fiber-Coupled Modules | 200/240 |  | T-Bar: IS58 | Components | [28 empty] | >7 | [10 empty] | DILAS | http://dilas.com/assets/media/products/DILAS_MMF_TBar_IS58_240W_915nm.pdf | 2017-09-01
1178 | MMF_TBar-NLW_IS58_250W_976nm | Diode Lasers | Components | CW |  | Diode | 250000 | 170000 | 80000 | 250000 | [7 empty] | >49 |  |  |  | Yes | 976 | 961 | 1000 | 39 | 3 | 3 | [5 empty] | <5 | [12 empty] | <40 | <3 | [5 empty] | 15 | [10 empty] | 0.22 |  |  | Fixed Pigtail Fiber |  |  | 200/240 (Modestrip) | [8 empty] | 1 | [8 empty] | >150 | Tap water | 20 to 25 | [8 empty] | 20 to 25 | [9 empty] | 5 to 60 |  |  |  |  | Fiber-Coupled Modules | 200/240 |  | T-Bar: IS58 | Components | [28 empty] | >7.5 | [10 empty] | DILAS | http://dilas.com/assets/media/products/DILAS_MMF_TBar_IS58_250W_976nm.pdf | 2017-09-01
1179 | MMF_TBar-NLW_270W_976nm | Diode Lasers | Components | CW |  | Diode | 270000 | 250000 | 250000 | 500000 | [7 empty] | >45 |  |  |  | Yes | 976 | 961 | 1000 | 39 | 3 | 3 | [5 empty] | <5 | [12 empty] | <40 | <4 | [5 empty] | 15 | [10 empty] | 0.22 |  |  | Fixed Pigtail Fiber |  |  | 200/240 (Modestrip) | [8 empty] | 1 | [8 empty] | >150 | Tap water | 20 to 25 | [8 empty] | 20 to 25 | [9 empty] | 5 to 60 |  |  |  |  | Fiber-Coupled Modules | 200/240 |  | T-Bar: IS58 | Components | [28 empty] | >7 | [10 empty] | DILAS | http://dilas.com/assets/media/products/DILAS_MMF_TBar_IS58_270W_976nm.pdf | 2017-09-01
1180 | MMF_TBar_IS67.2-1200W | Diode Lasers | Components | CW |  | Diode | 1200000 | 9500000 | 500000 | 10000000 | [7 empty] | >43 |  |  |  | Yes | 976 | 961 | 1000 | 39 | 2 | 2 | [5 empty] | <6 | 0.38 | [11 empty] | <40 | <3.5 | [5 empty] | 100 | [10 empty] | 0.22 |  |  | QBH |  |  | 300 | [8 empty] | 18 | [8 empty] | 1200 | Tap water | 20 to 25 | [8 empty] | 20 to 25 | [9 empty] | 5 to 60 |  |  |  |  | Fiber-Coupled Modules | 300 |  | T-Bar; IS67.2 | Components | [28 empty] | >40 | [10 empty] | DILAS | http://dilas.com/assets/media/products/DILAS_MMF_TBar_IS67-2_1200W.pdf | 2017-09-01
1181 | MMF-IS10 200um 793nm | Diode Lasers | Components | CW |  | Diode | 180000 | 170000 | 80000 | 250000 | [7 empty] | >35 |  |  |  | Yes | 793 | 701 | 800 | 99 | 3 | 3 | [5 empty] | <4 | 0.27 | [11 empty] | <60 | <9 | [5 empty] | 12 | [10 empty] | 0.22 |  |  | HP-SMA 905 with Free Standing Fiber Tips |  |  | 200 | [5 empty] | 203.3 x 195 x 54.5 | [11 empty] | 250 to 400 |  |  | >540 | [8 empty] | 20 to 25 | 30 to 35 |  | 20 to 25 | [5 empty] | 0 to 55 |  |  |  |  | Fiber-Coupled Modules | 200 | Multi Bar | MMF; IS10 | Components | [17 empty] | <10 | [10 empty] | >5 | [10 empty] | DILAS | http://dilas.com/assets/media/products/DILAS_MMF-IS10_200um_793nm.pdf | 2017-09-01
1182 | MMF-IS10 200um 808nm | Diode Lasers | Components | CW |  | Diode | 200000 | 170000 | 80000 | 250000 | [7 empty] | >35 |  |  |  | Yes | 808 | 801 | 860 | 59 | 3 | 3 | [5 empty] | <4 | 0.27 | [11 empty] | <60 | <10 | [5 empty] | 12 | [10 empty] | 0.22 |  |  | HP-SMA 905 with Free Standing Fiber Tips |  |  | 200 | [5 empty] | 203.3 x 195 x 54.5 | [11 empty] | 250 to 400 |  |  | >520 | [8 empty] | 20 to 25 | 30 to 35 |  | 20 to 25 | [5 empty] | 0 to 55 |  |  |  |  | Fiber-Coupled Modules | 200 | Multi Bar | MMF; IS10 | Components | [17 empty] | <10 | [10 empty] | >5 | [10 empty] | DILAS | http://dilas.com/assets/media/products/DILAS_MMF-IS10_200um_808nm.pdf | 2017-09-01
1183 | MMF-IS10 200um 9xxnm 915nm | Diode Lasers | Components | CW |  | Diode | 200000 | 170000 | 80000 | 250000 | [7 empty] | >40 |  |  |  | Yes | 915 | 900 | 930 | 30 | 3 | 3 | [5 empty] | <4 | 0.38 | [11 empty] | <65 | <7.5 | [5 empty] | 12 | [10 empty] | 0.22 |  |  | HP-SMA 905 with Free Standing Fiber Tips |  |  | 200 | [5 empty] | 203.3 x 195 x 54.5 | [11 empty] | 250 to 400 |  |  | >580 | [8 empty] | 20 to 25 | 30 to 35 |  | 20 to 25 | [5 empty] | 0 to 55 |  |  |  |  | Fiber-Coupled Modules | 200 | Multi Bar | MMF; IS10 | Components | [17 empty] | <10 | [10 empty] | >4.4 | [10 empty] | DILAS | http://dilas.com/assets/media/products/DILAS_MMF-IS10_200um_9xxnm.pdf | 2017-09-01
1184 | MMF-IS10 200um 9xxnm 940nm | Diode Lasers | Components | CW |  | Diode | 200000 | 170000 | 80000 | 250000 | [7 empty] | >40 |  |  |  | Yes | 940 | 931 | 960 | 29 | 3 | 3 | [5 empty] | <4 | 0.38 | [11 empty] | <65 | <7.5 | [5 empty] | 12 | [10 empty] | 0.22 |  |  | HP-SMA 905 with Free Standing Fiber Tips |  |  | 200 | [5 empty] | 203.3 x 195 x 54.5 | [11 empty] | 250 to 400 |  |  | >580 | [8 empty] | 20 to 25 | 30 to 35 |  | 20 to 25 | [5 empty] | 0 to 55 |  |  |  |  | Fiber-Coupled Modules | 200 | Multi Bar | MMF; IS10 | Components | [17 empty] | <10 | [10 empty] | >4.4 | [10 empty] | DILAS | http://dilas.com/assets/media/products/DILAS_MMF-IS10_200um_9xxnm.pdf | 2017-09-01
1185 | MMF-IS10 200um 9xxnm 976nm | Diode Lasers | Components | CW |  | Diode | 200000 | 170000 | 80000 | 250000 | [7 empty] | >40 |  |  |  | Yes | 976 | 961 | 1000 | 39 | 3 | 3 | [5 empty] | <4 | 0.38 | [11 empty] | <65 | <7.5 | [5 empty] | 12 | [10 empty] | 0.22 |  |  | HP-SMA 905 with Free Standing Fiber Tips |  |  | 200 | [5 empty] | 203.3 x 195 x 54.5 | [11 empty] | 250 to 400 |  |  | >580 | [8 empty] | 20 to 25 | 30 to 35 |  | 20 to 25 | [5 empty] | 0 to 55 |  |  |  |  | Fiber-Coupled Modules | 200 | Multi Bar | MMF; IS10 | Components | [17 empty] | <10 | [10 empty] | >4.4 | [10 empty] | DILAS | http://dilas.com/assets/media/products/DILAS_MMF-IS10_200um_9xxnm.pdf | 2017-09-01
1186 | MMF-IS10 2-Lambda, 1470nm | Diode Lasers | Components | CW |  | Diode | 50000 | 80000 | 0 | 80000 | [7 empty] | >20 |  |  |  | Yes | 1470 | 1200 | 1700 | 500 | 20 | 20 | [5 empty] | <12 | 0.58 | [11 empty] | <65 | <10 | [5 empty] | 4 | [10 empty] | 0.22 |  |  | HP-SMA 905 |  |  | 500 | [5 empty] | 203.3 x 195 x 54.5 | [11 empty] | 250 to 400 | Tap water | 20 to 25 | [8 empty] | 20 to 25 | [6 empty] | >500 |  |  | 0 to 55 |  |  |  |  | Fiber-Coupled Modules | 500 | Multi Bar | MMF; IS10; 2-Lambda | Components | Multi-Wavelengths (2-Lambda) | [27 empty] | >1 | [10 empty] | DILAS | http://dilas.com/assets/media/products/DILAS_MMF-IS10_2-Lambda.pdf | 2017-09-01
1187 | MMF-IS10 2-Lambda, 980nm | Diode Lasers | Components | CW |  | Diode | 150000 | 225000 | 25000 | 250000 | [7 empty] | >40 |  |  |  | Yes | 980 | 961 | 1000 | 39 | 5 | 5 | [5 empty] | <5 | 0.38 | [11 empty] | <70 | <7.5 | [5 empty] | 6 | [10 empty] | 0.22 |  |  | HP-SMA 905 |  |  | 500 | [5 empty] | 203.3 x 195 x 54.5 | [11 empty] | 250 to 400 | Tap water | 20 to 25 | [8 empty] | 20 to 25 | [6 empty] | >500 |  |  | 0 to 55 |  |  |  |  | Fiber-Coupled Modules | 500 | Multi Bar | MMF; IS10; 2-Lambda | Components | Multi-Wavelengths (2-Lambda) | [27 empty] | 2 | [10 empty] | DILAS | http://dilas.com/assets/media/products/DILAS_MMF-IS10_2-Lambda.pdf | 2017-09-01
1188 | MMF-IS10 400um 1470nm | Diode Lasers | Components | CW |  | Diode | 80000 | 225000 | 25000 | 250000 | [7 empty] | >20 |  |  |  | Yes | 1470 | 1400 | 1499 | 99 | 20 | 20 | [5 empty] | <12 | 0.58 | [11 empty] | 50 to 55 | <10 | [5 empty] | 9 | [10 empty] | 0.22 |  |  | HP-SMA 905 with Free Standing Fiber Tips |  |  | 400 | [5 empty] | 203.3 x 195 x 54.5 | [11 empty] | 250 to 400 | [11 empty] | 20 to 25 | 30 to 35 |  | 20 to 25 |  | >420 |  |  |  | 0 to 55 |  |  |  |  | Fiber-Coupled Modules | 400 | Multi Bar | MMF; IS9 | Components | [17 empty] | <10 | [10 empty] | >2 | [10 empty] | DILAS | http://dilas.com/assets/media/products/DILAS_MMF-IS10_400um_1470nm.pdf | 2017-09-01
1189 | MMF-IS10 400um 793nm | Diode Lasers | Components | CW |  | Diode | 220000 | 170000 | 80000 | 250000 | [7 empty] | >40 |  |  |  | Yes | 793 | 701 | 800 | 99 | 3 | 3 | [5 empty] | <4 | 0.27 | [11 empty] | <60 | <11 | [5 empty] | 12 | [10 empty] | 0.22 |  |  | HP-SMA 905 with Free Standing Fiber Tips |  |  | 400 | [5 empty] | 203.3 x 195 x 54.5 | [11 empty] | 250 to 400 | [11 empty] | 20 to 25 | 30 to 25 |  | 20 to 25 |  | 500 |  |  |  | 0 to 55 |  |  |  |  | Fiber-Coupled Modules | 400 | Multi Bar | MMF; IS10 | Components | [17 empty] | <10 | [10 empty] | <4 | [10 empty] | DILAS | http://dilas.com/assets/media/products/DILAS_MMF-IS10_400um_793nm.pdf | 2017-09-01
1190 | MMF-IS10 400um 808nm 240W | Diode Lasers | Components | CW |  | Diode | 240000 | 170000 | 80000 | 250000 | [7 empty] | >40 |  |  |  | Yes | 808 | 801 | 830 | 29 | 3 | 3 | [5 empty] | <4 | 0.27 | [11 empty] | <60 | <11 | [5 empty] | 12 | [10 empty] | 0.22 |  |  | HP-SMA 905 with Free Standing Fiber Tips |  |  | 400 | [5 empty] | 203.3 x 195 x 54.5 | [11 empty] | 250 to 400 | [11 empty] | 20 to 25 | 30 to 35 |  | 20 to 25 |  | >480 |  |  |  | 0 to 55 |  |  |  |  | Fiber-Coupled Modules | 400 | Multi Bar | MMF; IS10 | Components | [17 empty] | <10 | [10 empty] | >5 | [10 empty] | DILAS | http://dilas.com/assets/media/products/DILAS_MMF-IS10_400um_808nm.pdf | 2017-09-01
1191 | MMF-IS10 400um 808nm 200W | Diode Lasers | Components | CW |  | Diode | 200000 | 170000 | 80000 | 250000 | [7 empty] | >40 |  |  |  | Yes | 808 | 801 | 860 | 59 | 3 | 3 | [5 empty] | <5 | 0.27 | [11 empty] | <60 | <10 | [5 empty] | 12 | [10 empty] | 0.22 |  |  | HP-SMA 905 with Free Standing Fiber Tips |  |  | 400 | [5 empty] | 203.3 x 195 x 54.5 | [11 empty] | 250 to 400 | [11 empty] | 20 to 25 | 30 to 35 |  | 20 to 25 |  | >480 |  |  |  | 0 to 55 |  |  |  |  | Fiber-Coupled Modules | 400 | Multi Bar | MMF; IS10 | Components | [17 empty] | <10 | [10 empty] | >5 | [10 empty] | DILAS | http://dilas.com/assets/media/products/DILAS_MMF-IS10_400um_808nm.pdf | 2017-09-01
1192 | MMF-IS10 400um 880nm | Diode Lasers | Components | CW |  | Diode | 240000 | 170000 | 80000 | 250000 | [7 empty] | >40 |  |  |  | Yes | 880 | 861 | 899 | 38 | 3 | 3 | [5 empty] | <5 | 0.3 | [11 empty] | <60 | <14 | [5 empty] | 12 | [10 empty] | 0.22 |  |  | HP-SMA 905 with Free Standing Fiber Tips |  |  | 400 | [5 empty] | 203.3 x 195 x 54.5 | [11 empty] | 250 to 400 | [11 empty] | 20 to 25 | 30 to 35 |  | 20 to 25 |  | >480 |  |  |  | 0 to 55 |  |  |  |  | Fiber-Coupled Modules | 400 | Multi Bar | MMF; IS10 | Components | [17 empty] | <10 | [10 empty] | >4.4 | [10 empty] | DILAS | http://dilas.com/assets/media/products/DILAS_MMF-IS10_400um_880nm.pdf | 2017-09-01
1193 | MMF-IS10 400um 915nm 200W | Diode Lasers | Components | CW |  | Diode | 200000 | 170000 | 80000 | 250000 | [7 empty] | >40 |  |  |  | Yes | 915 | 900 | 930 | 30 | 3 | 3 | [5 empty] | <5 | 0.31 | [11 empty] | <60 | <8.5 | [5 empty] | 12 | [10 empty] | 0.22 |  |  | HP-SMA 905 with Free Standing Fiber Tips |  |  | 400 | [5 empty] | 203.3 x 195 x 54.5 | [11 empty] | 250 to 400 | [11 empty] | 20 to 25 | 30 to 35 |  | 20 to 25 |  | >480 |  |  |  | 0 to 55 |  |  |  |  | Fiber-Coupled Modules | 400 | Multi Bar | MMF; IS10 | Components | [17 empty] | <10 | [10 empty] | >4.4 | [10 empty] | DILAS | http://dilas.com/assets/media/products/DILAS_MMF-IS10_400um_915nm.pdf | 2017-09-01
1194 | MMF-IS10 400um 915nm 240W | Diode Lasers | Components | CW |  | Diode | 240000 | 170000 | 80000 | 250000 | [7 empty] | >40 |  |  |  | Yes | 915 | 900 | 930 | 30 | 3 | 3 | [5 empty] | <4 | 0.31 | [11 empty] | <60 | <7.5 | [5 empty] | 12 | [10 empty] | 0.22 |  |  | HP-SMA 905 with Free Standing Fiber Tips |  |  | 400 | [5 empty] | 203.3 x 195 x 54.5 | [11 empty] | 250 to 400 | [11 empty] | 20 to 25 | 30 to 35 |  | 20 to 25 |  | >480 |  |  |  | 0 to 55 |  |  |  |  | Fiber-Coupled Modules | 400 | Multi Bar | MMF; IS10 | Components | [17 empty] | <10 | [10 empty] | >5 | [10 empty] | DILAS | http://dilas.com/assets/media/products/DILAS_MMF-IS10_400um_915nm.pdf | 2017-09-01
1195 | MMF-IS10 400um 940nm 240W | Diode Lasers | Components | CW |  | Diode | 240000 | 170000 | 80000 | 250000 | [7 empty] | >40 |  |  |  | Yes | 940 | 931 | 960 | 29 | 3 | 3 | [5 empty] | <4 | 0.34 | [11 empty] | <60 | <7.5 | [5 empty] | 12 | [10 empty] | 0.22 |  |  | HP-SMA 905 with Free Standing Fiber Tips |  |  | 400 | [5 empty] | 203.3 x 195 x 54.5 | [11 empty] | 250 to 400 | [11 empty] | 20 to 25 | 30 to 35 |  | 20 to 25 |  | >480 |  |  |  | 0 to 55 |  |  |  |  | Fiber-Coupled Modules | 400 | Multi Bar | MMF; IS10 | Components | [17 empty] | <10 | [10 empty] | >5 | [10 empty] | DILAS | http://dilas.com/assets/media/products/DILAS_MMF-IS10_400um_940nm.pdf | 2017-09-01
1196 | MMF-IS10 400um 940nm 200W | Diode Lasers | Components | CW |  | Diode | 200000 | 170000 | 80000 | 250000 | [7 empty] | >40 |  |  |  | Yes | 940 | 931 | 960 | 29 | 3 | 3 | [5 empty] | <5 | 0.34 | [11 empty] | <60 | <8.5 | [5 empty] | 12 | [10 empty] | 0.22 |  |  | HP-SMA 905 with Free Standing Fiber Tips |  |  | 400 | [5 empty] | 203.3 x 195 x 54.5 | [11 empty] | 250 to 400 | [11 empty] | 20 to 25 | 30 to 35 |  | 20 to 25 |  | >480 |  |  |  | 0 to 55 |  |  |  |  | Fiber-Coupled Modules | 400 | Multi Bar | MMF; IS10 | Components | [17 empty] | <10 | [10 empty] | >4.4 | [10 empty] | DILAS | http://dilas.com/assets/media/products/DILAS_MMF-IS10_400um_976nm.pdf | 2017-09-01
1197 | MMF-IS10 400um 976nm 200W | Diode Lasers | Components | CW |  | Diode | 200000 | 170000 | 80000 | 250000 | [7 empty] | >40 |  |  |  | Yes | 976 | 961 | 1000 | 39 | 3 | 3 | [5 empty] | <5 | 0.38 | [11 empty] | <60 | <7.5 | [5 empty] | 12 | [10 empty] | 0.22 |  |  | HP-SMA 905 with Free Standing Fiber Tips |  |  | 400 | [5 empty] | 203.3 x 195 x 54.5 | [11 empty] | 250 to 400 | [11 empty] | 20 to 25 | 30 to 35 |  | 20 to 25 |  | >480 |  |  |  | 0 to 55 |  |  |  |  | Fiber-Coupled Modules | 400 | Multi Bar | MMF; IS10 | Components | [17 empty] | <10 | [10 empty] | >4.4 | [10 empty] | DILAS | http://dilas.com/assets/media/products/DILAS_MMF-IS10_400um_976nm.pdf | 2017-09-01
1198 | MMF-IS10 400um 976nm 240W | Diode Lasers | Components | CW |  | Diode | 240000 | 170000 | 80000 | 250000 | [7 empty] | >40 |  |  |  | Yes | 976 | 961 | 1000 | 39 | 3 | 3 | [5 empty] | <4 | 0.36 | [11 empty] | <60 | <7.5 | [5 empty] | 12 | [10 empty] | 0.22 |  |  | HP-SMA 905 with Free Standing Fiber Tips |  |  | 400 | [5 empty] | 203.3 x 195 x 54.5 | [11 empty] | 250 to 400 | [11 empty] | 20 to 25 | 30 to 35 |  | 20 to 25 |  | >480 |  |  |  | 0 to 55 |  |  |  |  | Fiber-Coupled Modules | 400 | Multi Bar | MMF; IS10 | Components | [17 empty] | <10 | [10 empty] | >5 | [10 empty] | DILAS | http://dilas.com/assets/media/products/DILAS_MMF-IS10_400um_976nm.pdf | 2017-09-01
1199 | MMF-IS10-NLW 976nm, 120W, 200um | Diode Lasers | Components | CW |  | Diode | 120000 | 225000 | 25000 | 250000 | [7 empty] | >35 |  |  |  | Yes | 976 | 961 | 1000 | 39 | 0.6 | 0.6 | [5 empty] | <1 | 0.01 | [11 empty] | <55 | <7.5 | [5 empty] | 8 | [10 empty] | 0.22 |  |  | HP-SMA 905 with Free Standing Fiber Tips |  |  | 200 | [5 empty] | 215.45 x 128.5 x 54.5 | [22 empty] | 20 to 30 | [5 empty] | >320 |  |  |  | 0 to 55 |  |  |  |  | Fiber-Coupled Modules | 200 | Multi Bar | MMF; IS10 | Components | VBG Narrow Linewidth | [27 empty] | >2.8 | [10 empty] | DILAS | http://dilas.com/assets/media/products/DILAS_MMF-IS10-NLW_976nm.pdf | 2017-09-01