## sheet
700 | VarioLas Family | VarioLas Family | Laser | Pulsed |  | Excimer | [45 empty] | Yes | Deep UV | 193 | 308 | 115 | [30 empty] | 0.002/0.1 | [90 empty] | 3300 x 1200 x 1830 | [5 empty] | 500 | [206 empty] | Laser Lift-Off, Dopant Activation, Processing Ceramics, Metals and Polymers, Making Micro-Reactors (lab-on-a-chip), Process Development, Flexible Small Volume Production, UV Annealing and Implant Activation | Heat Treating | Semiconductor | https://www.coherent.com/lasers/laser/excimer-lasers-and-applications/uv-processing-solutions/variolas-family |  | 2017-10-12
701 | VarioLas ECO | VarioLas Family | Laser | Pulsed |  | Excimer | [45 empty] | Yes | Deep UV | 193, 248, 308 | [32 empty] | 0.002/0.1 | [17 empty] | 193: 1000, 248: 3500, 308: 3000 | [12 empty] | 230V, ±10%, 16A, 50/60 Hz switchable, 1-phase, 115V, ±10%, 25A, 50/60 Hz switchable, 1-phase | [51 empty] | 50 |  |  |  |  | 250 |  |  | 3300 x 1200 x 1830 | [5 empty] | 500 | [5 empty] | Air (up to 20 Hz), Water, 2 to 3 I/min. (0.5 to 0.8 gal/min), 15 to 20℃ | [94 empty] | square | [12 empty] | 20 x 20 | [16 empty] | 30 | [10 empty] | 2 x 2 | [64 empty] | Laser Lift-Off, Dopant Activation, Processing Ceramics, Metals and Polymers, Making Micro-Reactors (lab-on-a-chip), Process Development, Flexible Small Volume Production, UV Annealing and Implant Activation | Heat Treating | Semiconductor | https://www.coherent.com/lasers/laser/excimer-lasers-and-applications/uv-processing-solutions/variolas-family |  | 2017-09-01
702 | VarioLas PRO | VarioLas Family | Laser | Pulsed |  | Excimer | [45 empty] | Yes | Deep UV | 193, 248, 308 | [32 empty] | 0.002/0.1 | [17 empty] | 193: 1000, 248: 3500, 308: 3000 | [12 empty] | 230V, ±10%, 16A, 50/60 Hz switchable, 1-phase, 115V, ±10%, 25A, 50/60 Hz switchable, 1-phase | [51 empty] | 50 |  |  |  |  | 250 |  |  | 3300 x 1200 x 1830 | [5 empty] | 500 | [5 empty] | Air (up to 20 Hz), Water, 2 to 3 I/min. (0.5 to 0.8 gal/min), 15 to 20℃ | [94 empty] | square | [12 empty] | 20 x 20 | [16 empty] | 5 | [10 empty] | 2 x 2 | [64 empty] | Laser Lift-Off, Dopant Activation, Processing Ceramics, Metals and Polymers, Making Micro-Reactors (lab-on-a-chip), Process Development, Flexible Small Volume Production, UV Annealing and Implant Activation | Heat Treating | Semiconductor | https://www.coherent.com/lasers/laser/excimer-lasers-and-applications/uv-processing-solutions/variolas-family |  | 2017-09-01
703 | VarioLas SWEEP | VarioLas Family | Laser | Pulsed |  | Excimer | [45 empty] | Yes | Deep UV | 193, 248, 308 | [32 empty] | 0.002/0.1 | [17 empty] | 193: 230, 248: 600, 308: 500 | [12 empty] | 230V, ±10%, 16A, 50/60 Hz switchable, 1-phase, 115V, ±10%, 25A, 50/60 Hz switchable, 1-phase | [51 empty] | 150 |  |  |  |  | 250 |  |  | 3300 x 1200 x 1830 | [5 empty] | 500 | [5 empty] | Air (up to 20 Hz), Water, 2 to 3 I/min. (0.5 to 0.8 gal/min), 15 to 20℃ | [94 empty] | line | [40 empty] | 50 x 0.6 | [64 empty] | Laser Lift-Off, Dopant Activation, Processing Ceramics, Metals and Polymers, Making Micro-Reactors (lab-on-a-chip), Process Development, Flexible Small Volume Production, UV Annealing and Implant Activation | Heat Treating | Semiconductor | https://www.coherent.com/lasers/laser/excimer-lasers-and-applications/uv-processing-solutions/variolas-family |  | 2017-09-01
704 | UVblade | UVblade | Laser | Pulsed |  | Excimer | [45 empty] | Yes | Deep UV | 308 | [30 empty] | <0.3 | [92 empty] | 6185 x 1197 x 2717 | [212 empty] | Laser Lift-Off Separation |  |  | https://www.coherent.com/lasers/laser/excimer-lasers-and-applications/uv-processing-solutions/uvblade |  | 2017-10-12
705 | UVblade 250 | UVblade | Laser | Pulsed |  | Excimer | [45 empty] | Yes | Deep UV | 308 | [30 empty] | 0.2 | [12 empty] | 580000 | [6 empty] | 270 | [38 empty] | 250 | [5 empty] | 400 |  |  |  |  | ±200 |  | 1.8 | [11 empty] | 100 | [8 empty] | 6185 x 1197 x 2717 | [212 empty] | Laser Lift-Off Separation |  |  | https://www.coherent.com/lasers/laser/excimer-lasers-and-applications/uv-processing-solutions/uvblade |  | 2017-09-01
706 | UVblade 380 | UVblade | Laser | Pulsed |  | Excimer | [45 empty] | Yes | Deep UV | 308 | [30 empty] | 0.2 | [12 empty] | 580000 | [6 empty] | 235 | [38 empty] | 380 | [5 empty] | 300 |  |  |  |  | ±200 |  | 1.8 | [11 empty] | 70 | [8 empty] | 6185 x 1197 x 2717 | [212 empty] | Laser Lift-Off Separation |  |  | https://www.coherent.com/lasers/laser/excimer-lasers-and-applications/uv-processing-solutions/uvblade |  | 2017-09-01
707 | UVblade 465 | UVblade | Laser | Pulsed |  | Excimer | [45 empty] | Yes | Deep UV | 308 | [30 empty] | 0.3 | [12 empty] | 900000 | [6 empty] | 235 | [38 empty] | 465 | [5 empty] | 400 |  |  |  |  | ±150 |  | 1.8 | [11 empty] | 70 | [8 empty] | 6185 x 1197 x 2717 | [212 empty] | Laser Lift-Off Separation |  |  | https://www.coherent.com/lasers/laser/excimer-lasers-and-applications/uv-processing-solutions/uvblade |  | 2017-09-01
708 | UVblade 750 | UVblade | Laser | Pulsed |  | Excimer | [45 empty] | Yes | Deep UV | 308 | [30 empty] | 0.3 | [12 empty] | 950000 | [6 empty] | 235 | [38 empty] | 750 | [5 empty] | 250 |  |  |  |  | ±100 |  | 1.8 | [11 empty] | 70 | [8 empty] | 6185 x 1197 x 2717 | [212 empty] | Laser Lift-Off Separation |  |  | https://www.coherent.com/lasers/laser/excimer-lasers-and-applications/uv-processing-solutions/uvblade |  | 2017-09-01
709 | LineBeam | LineBeam | Laser | Pulsed |  | Excimer | [45 empty] | Yes | Deep UV | 308 | [336 empty] | Excimer Laser Annealing | Surface Modification | Semiconductor | https://www.coherent.com/lasers/laser/excimer-lasers-and-applications/uv-processing-solutions/linebeam |  | 2017-11-02
710 | LineBeam Series 3 - LB250 | LineBeam | Laser | Pulsed |  | Excimer | [45 empty] | Yes | Deep UV | 308 | [50 empty] | Specification: >=650, Typical Value: ~800 | [38 empty] | 250, at 96% from mean value: +10/-0 | [5 empty] | 400, at 96% from mean value: ±10 |  |  |  |  | ±200 |  | Specification: <=1.4% 2 sigma, Typical Value: <=1.0% 2 sigma | [11 empty] | <=100 | [8 empty] | 3905 x 580 x 2071 | [212 empty] | Excimer Laser Annealing | Surface Modification | Semiconductor | https://www.coherent.com/lasers/laser/excimer-lasers-and-applications/uv-processing-solutions/linebeam |  | 2017-09-01
711 | LineBeam Series 3 - LB275 | LineBeam | Laser | Pulsed |  | Excimer | [45 empty] | Yes | Deep UV | 308 | [50 empty] | Specification: >=620, Typical Value: ~720 | [38 empty] | 275, at 96% from mean value: +10/-0 | [5 empty] | 400, at 96% from mean value: ±10 |  |  |  |  | ±200 |  | Specification: <=1.4% 2 sigma, Typical Value: <=1.0% 2 sigma | [11 empty] | <=100 | [8 empty] | 3905 x 580 x 2071 | [212 empty] | Excimer Laser Annealing | Surface Modification | Semiconductor | https://www.coherent.com/lasers/laser/excimer-lasers-and-applications/uv-processing-solutions/linebeam |  | 2017-09-01
712 | LineBeam Series 3 - LB370 | LineBeam | Laser | Pulsed |  | Excimer | [45 empty] | Yes | Deep UV | 308 | [50 empty] | Specification: >=450, Typical Value: ~550 | [38 empty] | 370, at 96% from mean value: +10/-0 | [5 empty] | 400, at 96% from mean value: ±10 |  |  |  |  | ±200 |  | Specification: <=1.4% 2 sigma, Typical Value: <=1.0% 2 sigma | [11 empty] | <=100 | [8 empty] | 3905 x 580 x 2071 | [212 empty] | Excimer Laser Annealing | Surface Modification | Semiconductor | https://www.coherent.com/lasers/laser/excimer-lasers-and-applications/uv-processing-solutions/linebeam |  | 2017-09-01
713 | LineBeam Series 3 - LB380 | LineBeam | Laser | Pulsed |  | Excimer | [45 empty] | Yes | Deep UV | 308 | [50 empty] | Specification: >=430, Typical Value: ~530 | [38 empty] | 380, at 96% from mean value: +10/-0 | [5 empty] | 400, at 96% from mean value: ±10 |  |  |  |  | ±200 |  | Specification: <=1.4% 2 sigma, Typical Value: <=1.0% 2 sigma | [11 empty] | <=100 | [8 empty] | 3905 x 580 x 2071 | [212 empty] | Excimer Laser Annealing | Surface Modification | Semiconductor | https://www.coherent.com/lasers/laser/excimer-lasers-and-applications/uv-processing-solutions/linebeam |  | 2017-09-01
714 | LineBeam 465 | LineBeam | Laser | Pulsed |  | Excimer | [45 empty] | Yes | Deep UV | 308 | [32 empty] | 0.6 | [10 empty] | 1050000 | [6 empty] | 350 | [38 empty] | 465 | [5 empty] | 350 |  |  |  |  | ±150 |  | 1.8 | [11 empty] | 125 | [78 empty] | Micro Smooting Device, Short Axis Fine Tuner, Beam Profiler, Pulse Expander Module, Beam Stabilization Unit, Beam Symmetry Generator, Short Axis Online Monitor, CB E-Sigma Monitor, P-Lens Entrance Monitor, SB E-Sigma Monitor | [48 empty] | Excellent beam profile homogeneity, Outstanding optics lifetime, Display industry proven technology; large installation base worldwid, Standard technology for silicon annealing process (LTPS-LCD, OLED) | [93 empty] | Excimer Laser Annealing | Surface Modification | Semiconductor | https://www.coherent.com/lasers/laser/excimer-lasers-and-applications/uv-processing-solutions/linebeam |  | 2017-11-02
715 | LineBeam 750 | LineBeam | Laser | Pulsed |  | Excimer | [45 empty] | Yes | Deep UV | 308 | [32 empty] | 0.6 | [10 empty] | 2000000 | [6 empty] | 430 | [38 empty] | 750 | [5 empty] | 400 |  |  |  |  | ±150 |  | 1.8 | [11 empty] | 125 | [78 empty] | Micro Smooting Device, Short Axis Fine Tuner, Beam Profiler, Pulse Expander Module, Beam Stabilization Unit, Beam Symmetry Generator, Short Axis Online Monitor, CB E-Sigma Monitor, P-Lens Entrance Monitor, SB E-Sigma Monitor | [48 empty] | Excellent beam profile homogeneity, Outstanding optics lifetime, Display industry proven technology; large installation base worldwid, Standard technology for silicon annealing process (LTPS-LCD, OLED) | [93 empty] | Excimer Laser Annealing | Surface Modification | Semiconductor | https://www.coherent.com/lasers/laser/excimer-lasers-and-applications/uv-processing-solutions/linebeam |  | 2017-11-02
716 | LineBeam 1000 | LineBeam | Laser | Pulsed |  | Excimer | [45 empty] | Yes | Deep UV | 308 | [32 empty] | 0.6 | [10 empty] | 4000000 | [6 empty] | 435 | [38 empty] | 1000 | [5 empty] | 580 |  |  |  |  | ±120 |  | 1.8 | [11 empty] | 125 | [78 empty] | Micro Smooting Device, Short Axis Fine Tuner, Beam Profiler, Pulse Expander Module, Beam Stabilization Unit, Beam Symmetry Generator, Short Axis Online Monitor, CB E-Sigma Monitor, P-Lens Entrance Monitor, SB E-Sigma Monitor | [48 empty] | Excellent beam profile homogeneity, Outstanding optics lifetime, Display industry proven technology; large installation base worldwid, Standard technology for silicon annealing process (LTPS-LCD, OLED) | [93 empty] | Excimer Laser Annealing | Surface Modification | Semiconductor | https://www.coherent.com/lasers/laser/excimer-lasers-and-applications/uv-processing-solutions/linebeam |  | 2017-11-02
717 | LineBeam 1300 | LineBeam | Laser | Pulsed |  | Excimer | [45 empty] | Yes | Deep UV | 308 | [32 empty] | 0.6 | [10 empty] | 4000000 | [6 empty] | 435 | [38 empty] | 1300 | [5 empty] | 450 |  |  |  |  | ±120 |  | 1.8 | [11 empty] | 125 | [78 empty] | Micro Smooting Device, Short Axis Fine Tuner, Beam Profiler, Pulse Expander Module, Beam Stabilization Unit, Beam Symmetry Generator, Short Axis Online Monitor, CB E-Sigma Monitor, P-Lens Entrance Monitor, SB E-Sigma Monitor | [48 empty] | Excellent beam profile homogeneity, Outstanding optics lifetime, Display industry proven technology; large installation base worldwid, Standard technology for silicon annealing process (LTPS-LCD, OLED) | [93 empty] | Excimer Laser Annealing | Surface Modification | Semiconductor | https://www.coherent.com/lasers/laser/excimer-lasers-and-applications/uv-processing-solutions/linebeam |  | 2017-11-02
718 | INNOVA ICE | INNOVA ICE | Laser | CW |  | Ion | [45 empty] | No | [127 empty] | 75 | 102 | [9 empty] | 26 |  |  | Min: 1.8, Nominal: 2.5 to 3, Max: 3.5 | Min: 22, Max: 40 |  | Maintained between 50 kΩ-cm & 2 MΩ-cm | ±1 | 35 | 60 |  |  |  | 5 to 30 | [6 empty] | 40 | [87 empty] | 90 | [6 empty] | 2 to 8 | [20 empty] | Max Cooling requirement: 20kW (Innova 70C, StarC), 20kW (Innova 90C, Innova 90C FreD), 24kW (Innova 300C, Innova 300C MotoFreD) | [41 empty] | Power is provided by the power supply via interconnection umbilical. AC power required for the power supply is 208VAC ±10% (range 187VAC to 229VAC), 3-phase with ground, no neutral, WYE configuration, 50 or 60HZ | The plant water required for Innova ICE can be either tap water or any closed loop water cooling system. It is important to note that the minimum temperature delta between the plant side of the Innova ICE and the laser side is 5℃ (9℉) |  |  | Resistivity: 50 kΩ-cm to 2 MΩ-cm (>100 kΩ-cm recommended), pH: 6 to 8, Hardness: <100 mg/L (5.9 grains/gal) or 100 parts/million of calcium, Particulate Size: <200 µm | [20 empty] | https://www.coherent.com/lasers/laser/ion-lasers/innova-ice |  | 2017-09-01
719 | Fidelity-2 Ultrafast Fiber Oscillator | Fidelity-2 Ultrafast Fiber Oscillator | Laser | Ultrafast |  |  |  |  | 2000 | 10000+ | [41 empty] | Yes | IR | 1030 | 1070 | 40 | [27 empty] | <=80000 | [54 empty] | 1.2 ± 0.2 |  | <1.6 |  |  |  |  | <1.2 | [244 empty] | Time-Resolved, Non-Linear Spectroscopy, Multiphoton Excitation (MPE) Microscopy, Optogenetic Excitation, Terahertz Generation, Supercontinuum Generation, Amplifier Seeding |  |  | https://www.coherent.com/lasers/main/fidelity-femtosecond-fiber-lasers |  | 2017-11-03
720 | Fidelity-2 | Fidelity-2 Ultrafast Fiber Oscillator | Laser | Ultrafast |  |  | 2000 |  | 2000 | 2000+ | [21 empty] | >450 | [13 empty] | ±0.5 | [5 empty] | Yes | IR | 1070 | [7 empty] | 1070 | [21 empty] | 70000 ± 10000 | [16 empty] | <0.000055 | [6 empty] | >60 | 50 to 60 |  |  | 3 | [25 empty] | <10 | 1.2 ± 0.2 |  | <1.6 |  | 120.6 |  |  | <1.2 |  |  |  |  | 0.9 to 1.1 | [11 empty] | Horizontal |  |  | 1% | [12 empty] | 315.7 x 317.5 x 146.8 | 18.5 |  | 6.5 | 3 |  | 25 |  |  |  |  | Air-cooled | [93 empty] | Light-loop Power Stabilization, Integrated and Automated Pre-Chirp Dispersion Compensation, Fast Photodiode Output (trigger signal) | [7 empty] | -30000 to 0 | [98 empty] | Time-Resolved, Non-Linear Spectroscopy, Multiphoton Excitation (MPE) Microscopy, Optogenetic Excitation, Terahertz Generation, Supercontinuum Generation, Amplifier Seeding |  |  | https://www.coherent.com/lasers/laser/industrial-short-pulse-lasers/fidelity-femtosecond-fiber-lasers/fidelity-2-ultrafast-fiber-oscillator |  | 2017-09-01
721 | Fidelity HP Ultrafast Fiber Lasers | Fidelity HP Ultrafast Fiber Lasers | Laser | Ultrafast | [41 empty] | ±0.5 | [5 empty] | Yes | IR | 1040 | [29 empty] | 80000 | [5 empty] | 80000000 |  |  |  | 0.14 | [23 empty] | 100 to 250, 50 to 60Hz | RS-232, USB, Sync Out | [19 empty] | 1.2 ± 0.2 | [6 empty] | <1.25 | [9 empty] | 0.8 to 1.2 |  |  |  |  | <0.25 |  | 100:1 Vertical | [15 empty] | 639 x 362 x 186 | [13 empty] | Air-cooled closed-loop chiller (included) | [7 empty] | 0 to 40 | 15 to 35 | [12 empty] | <95 (non-condensing) |  |  | <1000 | [86 empty] | 0 to 120000 | [85 empty] | Multiphoton Excitation (MPE) Microscopy, Optogenetics (Photo Activation), OPO Pumping and Non-Linear Optics, Two-Photon Polymerization, Scribing and Thin Film Processing, Functional Surface Treatment |  |  | https://www.coherent.com/lasers/laser/fidelity-hp-ultrafast-fiber-lasers
722 | Fidelity-HP 10 | Fidelity HP Ultrafast Fiber Lasers | Laser | Ultrafast |  |  | 10000 | [38 empty] | ±0.5 | [5 empty] | Yes | IR | 1040 | [29 empty] | 80000 | [5 empty] | 80000000 |  |  |  | 0.14 | [23 empty] | 100 to 250, 50 to 60Hz | RS-232, USB, Sync Out | [19 empty] | 1.2 ± 0.2 | [6 empty] | <1.25 | [9 empty] | 0.8 to 1.2 |  |  |  |  | <0.25 |  | 100:1 Vertical | [15 empty] | 639 x 362 x 186 | [13 empty] | Air-cooled closed-loop chiller (included) | [7 empty] | 0 to 40 | 15 to 35 | [12 empty] | <95 (non-condensing) |  |  | <1000 | [86 empty] | 0 to 120000 | [85 empty] | Multiphoton Excitation (MPE) Microscopy, Optogenetics (Photo Activation), OPO Pumping and Non-Linear Optics, Two-Photon Polymerization, Scribing and Thin Film Processing, Functional Surface Treatment |  |  | https://www.coherent.com/lasers/laser/industrial-short-pulse-lasers/fidelity-femtosecond-fiber-lasers/fidelity-hp-ultrafast-fiber-lasers |  | 2017-09-01
723 | Fidelity-HP 18 | Fidelity HP Ultrafast Fiber Lasers | Laser | Ultrafast |  |  | 18000 | [38 empty] | ±0.5 | [5 empty] | Yes | IR | 1040 | [29 empty] | 80000 | [5 empty] | 80000000 |  |  |  | 0.14 | [23 empty] | 100 to 250, 50 to 60Hz | RS-232, USB, Sync Out | [19 empty] | 1.2 ± 0.2 | [6 empty] | <1.25 | [9 empty] | 0.8 to 1.2 |  |  |  |  | <0.25 |  | 100:1 Vertical | [15 empty] | 639 x 362 x 186 | [13 empty] | Air-cooled closed-loop chiller (included) | [7 empty] | 0 to 40 | 15 to 35 | [12 empty] | <95 (non-condensing) |  |  | <1000 | [86 empty] | 0 to 120000 | [85 empty] | Multiphoton Excitation (MPE) Microscopy, Optogenetics (Photo Activation), OPO Pumping and Non-Linear Optics, Two-Photon Polymerization, Scribing and Thin Film Processing, Functional Surface Treatment |  |  | https://www.coherent.com/lasers/laser/industrial-short-pulse-lasers/fidelity-femtosecond-fiber-lasers/fidelity-hp-ultrafast-fiber-lasers |  | 2017-09-01
724 | RAPID FX | RAPID FX | Laser | Ultrafast |  | Industrial Short-Pulse | 10000 |  | 10000 | 10000+ |  |  | <2 | [38 empty] | Yes | Near IR | 1030 |  |  |  |  | 5 | 5 | [23 empty] | 100, 200 | [8 empty] | Process pulse picker shutter is standard to deliver dynamic pulse control | [5 empty] | <2 |  | <0.0009 | [5 empty] | 100 µJ | [18 empty] | 1500 | [12 empty] | 5.0 ± 0.5 |  | <1 |  |  |  |  | <1.4 |  | <0.25 | 1 ±0.15 | [8 empty] | <±50 |  |  |  |  | >100:1 | Vertical ±3º | ±50 | [13 empty] | 674 x 302 x 275.5 | 49.5 | [21 empty] | 15 to 30 |  |  | 15 to 30 |  |  | -10 to 50 |  |  |  |  | Cold Start: <45 min, Warm Start: <30 min |  |  | 5 to 90 | [63 empty] | Ethernet | [110 empty] | Percussion Drilling of Small Apertures for Injector Nozzles in Metal, High Precision Machining of Medical Parts, Low-K Scribing, Micromachining of Glass and Sapphire Parts |  |  | https://www.coherent.com/lasers/laser/industrial-short-pulse-lasers/femtosecond-lasers/rapid-fx |  | 2017-09-01
725 | Opera-F and Opera-HP for Monaco | Opera-F and Opera-HP for Monaco | Laser | Ultrafast |  | OPA | [45 empty] | Yes | Visible | 630 | 2600 | 1970 | [334 empty] | Multiphoton Excitation (MPE), Optogenetic Photoactivation, Time-Resolved Spectroscopy, Multidimensional Spectroscopy, Surface Spectroscopy |  |  | https://www.coherent.com/lasers/laser/industrial-short-pulse-lasers/femtosecond-lasers/opera-f-and-opera-hp |  | 2017-10-12
726 | Opera-F | Opera-F and Opera-HP for Monaco | Laser | Ultrafast |  | OPA | [45 empty] | Yes | Visible | 650 | 2500 | 1850 | [24 empty] | 1200 to 2500 | 650 to 900 | [13 empty] | 650 nm to 900 nm: 50 ±25, 1200 nm to 2000 nm: 70 ± 30 | <250 | [12 empty] | 650 nm to 900 nm: 200 to 600, 1200 nm to 2000 nm: 150 to 500 | [68 empty] | 707 x 340 x 163 | [81 empty] | 700 nm to 900 nm: 50 to 70, 1200 nm to 2000 nm: 70 to 80 | [47 empty] | Monaco | [81 empty] | Multiphoton Excitation (MPE), Optogenetic Photoactivation, Time-Resolved Spectroscopy |  |  | https://www.coherent.com/lasers/laser/industrial-short-pulse-lasers/femtosecond-lasers/opera-f-and-opera-hp |  | 2017-09-01
727 | Opera-HP | Opera-F and Opera-HP for Monaco | Laser | Ultrafast |  | OPA | [45 empty] | Yes | Visible | 630 | 2600 | 1970 | [24 empty] | 1045 to 2600 | 630 to 1025 | [27 empty] | 700 nm to 960 nm: 70 to 120 | [68 empty] | 1027.6 x 364 x 163 | [83 empty] | >10 | [45 empty] | Monaco | [55 empty] | Wavelength Range (nm) SHS: 315 to 510, Wavelength Range (nm) SHI: 525 to 630, Conversion Efficiency (%): >2.5 | Wavelength Range (nm): 210 to 315, Conversion Efficiency (%): >0.5 | Wavelength Range (nm): 2200 to 5000, Conversion Efficiency (%): >2 at 3000 nm | Wavelength Range (nm): 5000 to 16000, Conversion Efficiency (%): >0.15 at 10000 nm | [22 empty] | Multiphoton Excitation (MPE), Optogenetic Photoactivation, Time-Resolved Spectroscopy, Multidimensional Spectroscopy, Surface Spectroscopy |  |  | https://www.coherent.com/lasers/laser/industrial-short-pulse-lasers/femtosecond-lasers/opera-f-and-opera-hp |  | 2017-09-01
728 | Pulse Switch for Mira 900 | Pulse Switch for Mira 900 | [5 empty] | 4000 | 6000 | 10000 | [41 empty] | Yes |  |  |  |  | 710 | 990 | [27 empty] | 0.2 | 9000 | [75 empty] | Horizontal | [14 empty] | 475 x 402 x 218 (?) | [215 empty] | https://www.coherent.com/lasers/laser/pulse-switch-for-mira-900 |  | 2018-04-13
729 | Pulse Switch for Mira 900 (Femtosecond Configuration) | Pulse Switch for Mira 900 | Laser | Ultrafast |  | Ultrafast | 6000, 5000, 8000, 10000 | 4000 | 6000 | 10000 | [41 empty] | Yes | Near IR |  |  |  | 710 | 990 | [20 empty] | 710 to 990 nm (Verdi 8W or 10W), 710 to 900 nm (Verdi 5W or 6W) | [6 empty] | 0.2 | 9000 | [7 empty] | <0.00015 (0.00012 typical) |  |  | >0.045 up to 100 kHz, >0.040 at 500 kHz | [53 empty] | >500:1 (for non-adjacent pulses) | [10 empty] | Horizontal | [14 empty] | 475 x 402 x 218 (?) | [215 empty] | https://www.coherent.com/lasers/laser/ultrafast-oscillator-accessories/pulse-switch-for-mira-900 | No unit of measurement on dimensions | 2017-09-01
730 | Pulse Switch for Mira 900 (Picosecond Configuration) | Pulse Switch for Mira 900 | Laser | Ultrafast |  | Ultrafast | 6000, 5000, 8000, 10000 | 4000 | 6000 | 10000 | [41 empty] | Yes | Near IR |  |  |  | 710 | 990 | [20 empty] | 710 to 990 nm (Verdi 8W or 10W), 710 to 900 nm (Verdi 5W or 6W) | [6 empty] | 0.2 | 9000 | [7 empty] | <0.002 |  |  | >0.075 up to 50 kHz, >0.065 at 100 kHz, >0.03 at 500 kHz | [53 empty] | >500:1 (for non-adjacent pulses) | [10 empty] | Horizontal | [14 empty] | 475 x 402 x 218 (?) | [215 empty] | https://www.coherent.com/lasers/laser/ultrafast-oscillator-accessories/pulse-switch-for-mira-900 | No unit of measurement on dimensions | 2017-09-01
731 | META 1.5C | META 1.5C | Tools & Systems | CW |  | CO2 | 150000, 700000 | 550000 | 150000 | 700000 | [41 empty] | Yes | IR | 9400, 10600 | [65 empty] | Windows/Ethernet | Windows 7 support, G-code support, DXF, DWG, Gerber, JPG, BMP, TIF, XML, file import, Full geometry editing, Editable database of laser parameters, Job estimator software, Job management software |  |  |  | 208 to 240, 47 to 63 Hz, three-phase, 50A, Optional 400V version available | [45 empty] | x = 1220, y = 1220, z = 300 | [5 empty] | 1020 | 1630 x 1990 x 1320 | [5 empty] | 1136 | [5 empty] | External chiller required | [5 empty] | 10 to 38 | [65 empty] | Full look-ahead contouring capability |  | Removable pallet system with front and rear pass-through, Honeycomb (recommended) or points work support | [13 empty] | Vacuum material hold-down plenum, External high pressure exhaust blower required | [17 empty] | Digital laser power control, Power proportional to velocity |  |  |  | 50800 mm/min cutting, 91500 mm/min rapid positioning, 91500 mm/min raster engraving | [6 empty] | Linear encoders with 2 micron resolution in closed loop with brushless servo motors | [6 empty] | CE Marked for 400V version | [56 empty] | Safety interlocks on all covers and enclosures, Class I system (Complies with 21 CFR Chapter 1, Subchapter) | Touch Screen control panel, Jog, Bed height controls, Home, Park, Load buttons, Exhaust, Gas assist controls, Editing of laser settings, Networked HMI workstation, Auto restart | [13 empty] | Up to 3 mm | 2-Axis | 48" x 48" x 12" (1219 x 1219 x 305 mm) | 25 µm Acc. / 5 µm Rep. |  | Wafer Scribing, DIAMOND and Eye Glass Marking, Etch Barrier Patterning, Marking | Cutting, Drilling, Engraving | Wood and Derivatives, Acrylic, ABS, Ceramic, PET, PI, Silicon Rubber, MDF | https://www.coherent.com/lasers/laser/laser-cutting-and-machining-tools/meta-1.5c |  | 2017-09-01 | 0.025 mm positioning accuracy, 0.005 mm repeatability | [5 empty] | 1200 x 1200 mm
732 | META 2C | META 2C | Tools & Systems | CW |  | CO2 | 250000, 750000 | 500000 | 250000 | 750000 | [41 empty] | No | [67 empty] | Windows/Ethernet | Windows 7 support, G-code support, AI, DXF, HPGL, DWG, Gerber, JPG, BMP, TIP file import, Full geometry editing, Editable database of laser parameters, Job estimator software, Job management software |  |  |  | 208 to 240, 47 to 63 Hz, three-phase, 30A | [45 empty] | x = 1220, y = 1220, z = 300 | [6 empty] | 1612.5 x 1879.6 x 1337.1 | [5 empty] | 725 | [5 empty] | External chiller | [71 empty] | Full look-ahead contouring capability |  | Removable pallet system with front and rear pass-through, Honeycomb work support | [13 empty] | Vacuum material hold-down plenum, External high pressure exhaust blower required | [17 empty] | Digital laser power control, Power proportional to velocity |  |  |  | 50800 mm/min cutting, 91500 mm/min rapid positioning, 91500 mm/min raster engraving | [6 empty] | Linear encoders with 2 micron resolution in closed loop with brushless servo motors | [63 empty] | Safety interlocks on all covers and enclosures, Class I system (Complies with 21 CFR Chapter 1, Subchapter) | Touch Screen control panel, Jog, Bed height controls, Home, Park, Load buttons, Exhaust, Gas assist controls, Editing of laser settings, Networked HMI workstation, Auto restart | [13 empty] | Up to 3 mm | 2-Axis | 48" x 48" x 12" (1219 x 1219 x 305 mm) | 25 µm Acc. / 5 µm Rep. |  | Wafer Scribing, DIAMOND and Eye Glass Marking, Etch Barrier Patterning, Marking | Brazing, Cutting, Drilling | ABS, Acrylic, Wood and Derivatives, Ceramic, Plastic | https://www.coherent.com/lasers/laser/laser-cutting-and-machining-tools/meta-2-c |  | 2017-09-01 | 0.025 mm positioning accuracy, 0.005 mm repeatability
733 | META 4C | META 4C | Tools & Systems | CW |  | CO2 | 400000, 1300000 | 900000 | 400000 | 1300000 | [41 empty] | No | [67 empty] | Windows/Ethernet | Windows 7 support, G-code support, AI, DXF, HPGL, DWG, Gerber, JPG, BMP, TIP file import, Full geometry editing, Editable database of laser parameters, Job estimator software, Job management software |  |  |  | 208 to 240, 47 to 63 Hz, three-phase, 50A, Optional 400V version available | [45 empty] | x = 1220, y = 1220, z = 300 | [5 empty] | 1020 | 1630 x 1990 x 1320 | [5 empty] | 1136 | [5 empty] | External chiller | [5 empty] | 10 to 38 | [65 empty] | Full look-ahead contouring capability |  | Removable pallet system with front and rear pass-through, Honeycomb or points work support | [13 empty] | Vacuum material hold-down plenum, External high pressure exhaust blower required | [17 empty] | Digital laser power control, Power proportional to velocity |  |  |  | 50800 mm/min cutting, 91500 mm/min rapid positioning, 91500 mm/min raster engraving | [6 empty] | Linear encoders with 2 micron resolution in closed loop with brushless servo motors | [6 empty] | CE Marked | [56 empty] | Safety interlocks on all covers and enclosures, Class I system (Complies with 21 CFR Chapter 1, Subchapter) | Touch Screen control panel, Jog, Bed height controls, Home, Park, Load buttons, Exhaust, Gas assist controls, Editing of laser settings, Networked HMI workstation, Auto restart | [13 empty] | Up to 3 mm | 2-Axis | 48" x 48" x 12" (1219 x 1219 x 305 mm) | 25 µm Acc. / 5 µm Rep. |  |  | Raster engraving, Marking, Cutting | Aluminum, Anodized Aluminum, Brass, Copper | https://www.coherent.com/lasers/laser/laser-cutting-and-machining-tools/meta-4c |  | 2017-09-01 | 0.025 mm positioning accuracy, 0.005 mm repeatability | [5 empty] | 1200 x 1200 mm
734 | META 10C | META 10C | Tools & Systems | CW |  | CO2 | 1000000, 2500000 | 1500000 | 1000000 | 2500000 | [41 empty] | No | [67 empty] | Windows/Ethernet | Windows 7 support, G-code support, AI, DXF, HPGL, DWG, Gerber, JPG, BMP, TIP file import, Full geometry editing, Editable database of laser parameters, Job estimator software, Job management software |  |  |  | 380 to 440, 47 to 63 Hz, three-phase, 5 wire, 50A | [45 empty] | x = 1270, y = 1270, z = 241 | [5 empty] | 1020 | 2083 x 2413 x 2083 | [5 empty] | 1112 | [5 empty] | External chiller | [71 empty] | Full look-ahead contouring capability |  | Removable pallet system with front and rear pass-through, Metal cutting points or honeycomb work support | [13 empty] | Bed vacuum material hold-down plenum and part collection drawer, External high pressure exhaust blower recommended (not supplied with system) | [17 empty] | Digital laser power control, Power proportional to velocity |  |  |  | 50800 mm/min cutting, 91500 mm/min rapid positioning, 91500 mm/min raster engraving | [6 empty] | Linear encoders with 2 micron resolution in closed loop with brushless servo motors | [63 empty] | Safety interlocks on all covers and enclosures, Class I system (Complies with 21 CFR Chapter 1, Subchapter) | Touch Screen control panel, Jog, Bed height controls, Home, Park, Load buttons, Exhaust, Gas assist controls, Editing of laser settings, Networked HMI workstation, Auto restart | [13 empty] | Up to 3 mm | 2-Axis | 48" x 48" x 12" (1219 x 1219 x 305 mm) | 25 µm Acc. / 5 µm Rep. |  |  |  | Aluminum, Anodized Aluminum, Brass, Copper | https://www.coherent.com/lasers/laser/laser-cutting-and-machining-tools/meta-10c |  | 2017-09-01 | 0.025 mm positioning accuracy, 0.005 mm repeatability
735 | Harmonic Generator | Harmonic Generator | Components | Ultrafast |  | Ultrafast Harmonic Generator | [45 empty] | No | [125 empty] | 457.2 x 304.8 x 174.6 | [215 empty] | https://www.coherent.com/lasers/laser/harmonic-generator |  | 2018-04-13
736 | HGS-D | Harmonic Generator | Components | Ultrafast |  | Ultrafast Harmonic Generator | [40 empty] | 1.5 |  |  |  |  | No | [125 empty] | 457.2 x 304.8 x 174.6 | [84 empty] | 35 | [130 empty] | https://www.coherent.com/lasers/laser/ultrafast-oscillator-accessories/harmonic-generator | No fields were filled in beside dimensions | 2017-09-01
737 | HGS-F | Harmonic Generator | Components | Ultrafast |  | Ultrafast Harmonic Generator | [40 empty] | 3.5 |  |  |  |  | No | [125 empty] | 457.2 x 304.8 x 174.6 | [84 empty] | 1 | [130 empty] | https://www.coherent.com/lasers/laser/ultrafast-oscillator-accessories/harmonic-generator | No fields were filled in beside dimensions | 2017-09-01
738 | HGS-T | Harmonic Generator | Components | Ultrafast |  | Ultrafast Harmonic Generator | [40 empty] | 2.5 |  |  |  |  | No | [125 empty] | 457.2 x 304.8 x 174.6 | [84 empty] | 15 | [130 empty] | https://www.coherent.com/lasers/laser/ultrafast-oscillator-accessories/harmonic-generator | No fields were filled in beside dimensions | 2017-09-01
739 | Pulse Picker | Pulse PIcker | Components | Ultrafast |  | Ultrafast Pulse Picker | [12 empty] | TeO2 Cell: <2, SiO2 Cell: <4 | [32 empty] | Yes |  |  |  |  | 700 | 1000 | [27 empty] | 9.5 | 4750 |  |  | From ~9.5 kHz to 4.75 MHz variable by integer division of oscillator frequency. The unit also can be externally triggered at any repetition rate below 4 MHz or operated single-shot. | [61 empty] | TeO2 Cell: >500:1, SiO2 Cell: >1000:1 | [23 empty] | 440 x 440 x 180 |  |  | 270 x 160 x 160 | [87 empty] | TeO2 Cell: >60, SiO2 Cell: >50 | [126 empty] | https://www.coherent.com/lasers/laser/ultrafast-oscillator-accessories/pulse-picker |  | 2017-09-01
740 | OPA 9800/9850 | OPA 9800/9850 | Components | Ultrafast |  | Ultrafast OPA |  | 20 | 20 | 40 | [41 empty] | Yes |  |  |  |  | <1600 | <2400 | [25 empty] | 250 | 250 | [60 empty] | <2.0 | [31 empty] | 720 x 408 x 195 | [215 empty] | https://www.coherent.com/lasers/laser/opa-9800-9850 |  | 2017-10-12
741 | OPA 9400 | OPA 9800/9850 | Components | Ultrafast |  | Ultrafast OPA | 20 |  |  |  | 0.02 | [40 empty] | Yes |  |  |  |  | 480 | 700 | [8 empty] | 933 to 2300 |  |  |  |  | 480 to 700 | [11 empty] | 250 | 250 | [12 empty] | 0.08 |  |  | <0.000225 AC | [44 empty] | <2.0 | [14 empty] | ±2 | [6 empty] | ±2 | [9 empty] | 720 x 408 x 195 | [215 empty] | https://www.coherent.com/lasers/laser/opa-9800-9850 |  | 2017-09-01
742 | OPA 9450 | OPA 9800/9850 | Components | Ultrafast |  | Ultrafast OPA | 20 |  |  |  | 0.02 | [40 empty] | Yes |  |  |  |  | 480 | 700 | [8 empty] | 933 to 2300 |  |  |  |  | 480 to 700 | [11 empty] | 250 | 250 | [12 empty] | 0.08 |  |  | Compressible to pump pulse width using external pulse compressor (not provided) | [44 empty] | <2.0 | [14 empty] | ±2 | [6 empty] | ±2 | [9 empty] | 720 x 408 x 195 | [215 empty] | https://www.coherent.com/lasers/laser/opa-9800-9850 |  | 2017-09-01
743 | OPA 9800 | OPA 9800/9850 | Components | Ultrafast |  | Ultrafast OPA | 40 |  |  |  | 0.04 | [40 empty] | Yes |  |  |  |  | 1200 | 1600 | [8 empty] | 1600 to 2400 |  |  |  |  | 1200 to 1600 | [11 empty] | 250 | 250 | [12 empty] | 0.16 |  |  | <0.000225 AC | [44 empty] | <2.0 | [14 empty] | ±2 | [6 empty] | ±2 | [9 empty] | 720 x 408 x 195 | [215 empty] | https://www.coherent.com/lasers/laser/opa-9800-9850 |  | 2017-09-01
744 | OPA 9850 | OPA 9800/9850 | Components | Ultrafast |  | Ultrafast OPA | 40 |  |  |  | 0.04 | [40 empty] | Yes |  |  |  |  | 1600 | 2400 | [13 empty] | 1200 to 1600 | [11 empty] | 250 | 250 | [12 empty] | 0.16 |  |  | Compressible to pump pulse width using external pulse compressor (not provided) | [44 empty] | <2.0 | [14 empty] | ±2 | [6 empty] | ±2 | [9 empty] | 720 x 408 x 195 | [215 empty] | https://www.coherent.com/lasers/laser/opa-9800-9850 |  | 2017-09-01
745 | Conduction Cooled Package (CCP) | Conduction Cooled Package (CCP) | Components | CW, QCW, Hard pulsed |  | Diode |  | 215000 | 35000 | 250000 | [41 empty] | Yes | Near IR | 780 | 1470 | 690 |  |  | <20 | <20 | [63 empty] | <2.4 | [266 empty] | Laser Pumping, Medical, Materials Processing, Illumination, Aesthetics |  |  | https://www.coherent.com/lasers/laser/diode-lasers/conduction-cooled-package-ccp |  | 2017-10-12
746 | CCP 780/830 nm - 60W 18FF | Conduction Cooled Package (CCP) | Components | CW, QCW |  | Diode | 60000 | [44 empty] | Yes | Near IR | 780 | 830 | 50 | [8 empty] | 780 to 830 | 808 ±3 | [9 empty] | <3 | [6 empty] | 0.28 | [29 empty] | <61 (56 typical) |  | 8 typical | [8 empty] | 2 | [38 empty] | TE | [14 empty] | 24.9 x 24.89 x 14.2 | [23 empty] | 25 | 15 to 35 | [5 empty] | -40 to 60 | [65 empty] | 19 | 90 | 500 |  |  |  |  | 29 | <1 |  |  | 18 | [36 empty] | <10 | [67 empty] | Laser Pumping, Medical, Materials Processing, Illumination |  |  | https://www.coherent.com/lasers/laser/diode-lasers/conduction-cooled-package-ccp |  | 2017-09-01
747 | CCP 780/830 nm - 60W 18FF PulseLife | Conduction Cooled Package (CCP) | Components | CW, QCW, Hard pulsed |  | Diode | 60000 | [44 empty] | Yes | Near IR | 780 | 830 | 50 | [8 empty] | 780 to 830 | 808 ±3 | [9 empty] | <3 | [6 empty] | 0.28 | [29 empty] | <62 (58 typical) |  | 8 typical | [8 empty] | 2 | [38 empty] | TE | [14 empty] | 24.9 x 24.89 x 14.2 | [23 empty] | 25 | 15 to 35 | [5 empty] | -40 to 60 | [65 empty] | 19 | 90 | 500 |  |  |  |  | 29 | <1 |  |  | 18 | [36 empty] | <10 | [67 empty] | Laser Pumping, Medical, Materials Processing, Illumination |  |  | https://www.coherent.com/lasers/laser/diode-lasers/conduction-cooled-package-ccp |  | 2017-09-01
748 | CCP 780/830 nm - 40W 30FF | Conduction Cooled Package (CCP) | Components | CW, QCW |  | Diode | 40000 | [44 empty] | Yes | Near IR | 780 | 830 | 50 | [8 empty] | 780 to 830 | 808 ±3 | [9 empty] | <3 | [6 empty] | 0.28 | [29 empty] | <45 (40 typical) |  | 8 typical | [8 empty] | 2 | [38 empty] | TM | [14 empty] | 24.9 x 24.89 x 14.2 | [23 empty] | 25 | 15 to 35 | [5 empty] | -40 to 60 | [65 empty] | 19 | 150 | 500 |  |  |  |  | 31 | <1 |  |  | 30 | [36 empty] | <10 | [67 empty] | Laser Pumping, Medical, Materials Processing, Illumination |  |  | https://www.coherent.com/lasers/laser/diode-lasers/conduction-cooled-package-ccp |  | 2017-09-01
749 | CCP 780/830 nm - 40W 30FF PulseLife | Conduction Cooled Package (CCP) | Components | CW, QCW, Hard pulsed |  | Diode | 40000 | [44 empty] | Yes | Near IR | 780 | 830 | 50 | [8 empty] | 780 to 830 | 808 ±3 | [9 empty] | <3 | [6 empty] | 0.28 | [29 empty] | <47 (42 typical) |  | 8 typical | [8 empty] | 2.1 | [38 empty] | TM | [14 empty] | 24.9 x 24.89 x 14.2 | [23 empty] | 25 | 15 to 35 | [5 empty] | -40 to 60 | [65 empty] | 19 | 150 | 500 |  |  |  |  | 31 | <1 |  |  | 30 | [36 empty] | <10 | [67 empty] | Laser Pumping, Medical, Materials Processing, Illumination |  |  | https://www.coherent.com/lasers/laser/diode-lasers/conduction-cooled-package-ccp |  | 2017-09-01
750 | CCP 780/830 nm - 50W 30FF | Conduction Cooled Package (CCP) | Components | CW, QCW |  | Diode | 50000 | [44 empty] | Yes | Near IR | 780 | 830 | 50 | [8 empty] | 780 to 830 | 808 ±3 | [9 empty] | <3 | [6 empty] | 0.28 | [29 empty] | <55 (50 typical) |  | 10 typical | [8 empty] | 2 | [38 empty] | TM | [14 empty] | 24.9 x 24.89 x 14.2 | [23 empty] | 25 | 15 to 35 | [5 empty] | -40 to 60 | [65 empty] | 19 | 150 | 500 |  |  |  |  | 31 | <1 |  |  | 30 | [36 empty] | <10 | [67 empty] | Laser Pumping, Medical, Materials Processing, Illumination |  |  | https://www.coherent.com/lasers/laser/diode-lasers/conduction-cooled-package-ccp |  | 2017-09-01
751 | CCP 780/830 nm - 80W 28FF | Conduction Cooled Package (CCP) | Components | CW, QCW |  | Diode | 80000 | [44 empty] | Yes | Near IR | 780 | 830 | 50 | [8 empty] | 780 to 830 | 808 ±3 | [9 empty] | <3 | [6 empty] | 0.28 | [29 empty] | <81 (76 typical) |  | 12 typical | [8 empty] | 2 | [38 empty] | TE | [14 empty] | 24.9 x 24.89 x 14.2 | [23 empty] | 25 | 15 to 35 | [5 empty] | -40 to 60 | [65 empty] | 19 | 140 | 500 |  |  |  |  | 29 | <1 |  |  | 28 | [36 empty] | <10 | [67 empty] | Laser Pumping, Medical, Materials Processing, Illumination |  |  | https://www.coherent.com/lasers/laser/diode-lasers/conduction-cooled-package-ccp |  | 2017-09-01
752 | CCP 780/830 nm - 80W 28FF PulseLife | Conduction Cooled Package (CCP) | Components | CW, QCW, Hard pulsed |  | Diode | 80000 | [44 empty] | Yes | Near IR | 780 | 830 | 50 | [8 empty] | 780 to 830 | 808 ±3 | [9 empty] | <3 | [6 empty] | 0.28 | [29 empty] | <83 (79 typical) |  | 12 typical | [8 empty] | 2 | [38 empty] | TE | [14 empty] | 24.9 x 24.89 x 14.2 | [23 empty] | 25 | 15 to 35 | [5 empty] | -40 to 60 | [65 empty] | 19 | 140 | 500 |  |  |  |  | 29 | <1 |  |  | 28 | [36 empty] | <10 | [67 empty] | Laser Pumping, Medical, Materials Processing, Illumination |  |  | https://www.coherent.com/lasers/laser/diode-lasers/conduction-cooled-package-ccp |  | 2017-09-01
753 | CCP 780/830 nm - 250W QCW PulseLife | Conduction Cooled Package (CCP) | Components | QCW |  | Diode | 250000 | [44 empty] | Yes | Near IR | 780 | 830 | 50 | [8 empty] | 780 to 830 | 808 ±3 | [9 empty] | <3 | [6 empty] | 0.28 | [29 empty] | <265 (250 typical) |  | 30 typical | [8 empty] | 2.4 | [38 empty] | TE | [14 empty] | 24.9 x 24.89 x 14.2 | [23 empty] | 25 | 15 to 35 | [5 empty] | -40 to 60 | [65 empty] | 60 | 150 | 160 |  |  |  |  | 31 | <1 |  |  | 90 | [36 empty] | <10 | [67 empty] | Laser Pumping, Medical, Materials Processing, Illumination |  |  | https://www.coherent.com/lasers/laser/diode-lasers/conduction-cooled-package-ccp |  | 2017-09-01
754 | CCP 870/890 nm | Conduction Cooled Package (CCP) | Components | CW, QCW |  | Diode | 55000 | [44 empty] | Yes | [6 empty] | 3 | 3 |  | 880 ±3 | [12 empty] | <3 |  | 140 | [5 empty] | 0.3 | [29 empty] | <60 | [10 empty] | 2 | [38 empty] | TE | [14 empty] | 24.9 x 24.89 x 14.22 | [27 empty] | 25 | 15 to 35 |  | -40 to 60 | [65 empty] | 19 | [5 empty] | <35 |  |  |  |  | 28 | [25 empty] | 120 | [10 empty] | <10 | [70 empty] | https://www.coherent.com/lasers/laser/diode-lasers/conduction-cooled-package-ccp |  | 2017-09-01
755 | CCP 965/985 nm - 60W 10FF | Conduction Cooled Package (CCP) | Components | CW, QCW, Hard pulsed |  | Diode | 60000 | [44 empty] | Yes | Near IR | 965 | 985 | 20 | [8 empty] | 965 to 985 | 975 ±10 | [9 empty] | <10 | [6 empty] | 0.4 | [29 empty] | <70 (62 typical) |  | 5 typical | [8 empty] | 1.7 | [38 empty] | TE | [14 empty] | 24.9 x 24.89 x 14 | [23 empty] | 25 | 15 to 35 | [5 empty] | -40 to 60 | [65 empty] | 10 | 100 | 1000 |  |  |  |  | 31 | <1 |  |  | 10 | [36 empty] | <10 | [67 empty] | Laser Pumping, Medical, Materials Processing, Illumination |  |  | https://www.coherent.com/lasers/laser/diode-lasers/conduction-cooled-package-ccp |  | 2017-09-01
756 | CCP 965/985 nm - 80W 18FF | Conduction Cooled Package (CCP) | Components | CW, QCW, Hard pulsed |  | Diode | 80000 | [44 empty] | Yes | Near IR | 965 | 985 | 20 | [8 empty] | 965 to 985 | 975 ±10 | [9 empty] | <10 | [6 empty] | 0.4 | [29 empty] | <100 (90 typical) |  | 8 typical | [8 empty] | 1.7 | [38 empty] | TE | [14 empty] | 24.9 x 24.89 x 14 | [23 empty] | 25 | 15 to 35 | [5 empty] | -40 to 60 | [65 empty] | 19 | 90 | 500 |  |  |  |  | 31 | <1 |  |  | 18 | [36 empty] | <10 | [67 empty] | Laser Pumping, Medical, Materials Processing, Illumination |  |  | https://www.coherent.com/lasers/laser/diode-lasers/conduction-cooled-package-ccp |  | 2017-09-01
757 | CCP 1060 nm - 40W 20FF | Conduction Cooled Package (CCP) | Components | CW |  | Diode | 40000 | [44 empty] | Yes | [6 empty] | 20 | 20 | [14 empty] | <10 | [7 empty] | 0.4 | [29 empty] | <49 |  | <4 (2 typical) | [8 empty] | 1.7 | [38 empty] | TE | [14 empty] | 24.9 x 24.89 x 14.2 | [23 empty] | 25 | 15 to 35 | [5 empty] | -40 to 60 | [65 empty] | 19 | 100 | 500 |  |  |  |  | <35 (30 typical) | <1 |  |  | 20 | [36 empty] | <7 | [67 empty] | Medical, Aesthetics, Illumination, Materials Processing |  |  | https://www.coherent.com/lasers/laser/diode-lasers/conduction-cooled-package-ccp |  | 2017-09-01
758 | CCP 1060 nm - 80W 50FF | Conduction Cooled Package (CCP) | Components | CW |  | Diode | 80000 | [44 empty] | Yes | [6 empty] | 20 | 20 | [14 empty] | <10 | [7 empty] | 0.4 | [29 empty] | <115 |  | <13 (10 typical) | [8 empty] | 1.7 | [38 empty] | TE | [14 empty] | 24.9 x 24.89 x 14.2 | [23 empty] | 25 | 15 to 35 | [5 empty] | -40 to 60 | [65 empty] | 49 | 100 | 200 |  |  |  |  | <35 (30 typical) | <1 |  |  | 50 | [36 empty] | <7 | [67 empty] | Medical, Aesthetics, Illumination, Materials Processing |  |  | https://www.coherent.com/lasers/laser/diode-lasers/conduction-cooled-package-ccp |  | 2017-09-01
759 | CCP 1430/1470 nm | Conduction Cooled Package (CCP) | Components | CW |  | Diode | 35000 | [44 empty] | Yes | IR | 1430 | 1470 | 40 | [8 empty] | 1430 to 1470 | 1430 ±20, 1470 ±20 | [9 empty] | <20 | [6 empty] | 0.53 | [29 empty] | <90 | [10 empty] | 1.2 | [38 empty] | TE | [14 empty] | 24.9 x 24.89 x 14.2 | [23 empty] | 25 | 15 to 35 | [5 empty] | -40 to 60 | [65 empty] | 19 | 100 | 500 |  |  |  | <40 |  |  |  |  | 20 | [36 empty] | <10 | [67 empty] | Medical, Aesthetics, Illumination, Materials Processing |  |  | https://www.coherent.com/lasers/laser/diode-lasers/conduction-cooled-package-ccp |  | 2017-09-01
760 | FAP 600 Series | FAP 600 Series | Components | CW |  | Diode | [45 empty] | Yes | [70 empty] | <2.1 | [15 empty] | 0.6 | [251 empty] | Solid-state Laser Pumping, Plastic Welding, Soldering, Heating |  |  | https://www.coherent.com/lasers/laser/fap-600-series |  | 2018-04-13
761 | FAP600-22W-975.0to980.0-F<4.5-25C | FAP 600 Series | Components | CW | 1068164 | Diode | 22000 | [44 empty] | Yes | [9 empty] | 977 | 3 | 2 | [10 empty] | <4.5 | [7 empty] | 0.35 | [29 empty] | <34 |  | 2 to 4 | [7 empty] | <2.1 | [15 empty] | 0.6 |  |  | <0.14 | [248 empty] | Solid-state Laser Pumping, Plastic Welding, Soldering, Heating |  |  | https://www.coherent.com/lasers/laser/fap-600-series |  | 2018-04-13
762 | FAP600-25W-800to820nm | FAP 600 Series | Components | CW | 1041807 | Diode | 25000 | [44 empty] | Yes | [9 empty] | 812.5 | 7.5 | 7.5 | [10 empty] | <6 | [7 empty] | 0.28 | [29 empty] | <41 |  | 6 to 8 | [7 empty] | <2 | [15 empty] | 0.6 |  |  | <0.16 | [248 empty] | Solid-state Laser Pumping, Plastic Welding, Soldering, Heating |  |  | https://www.coherent.com/lasers/laser/fap-600-series |  | 2018-04-13
763 | FAP600-25W-805.0to811.0-F<3.5-25C | FAP 600 Series | Components | CW | 1041806 | Diode | 25000 | [44 empty] | Yes | [9 empty] | 808 | 3 | 3 | [10 empty] | <3.5 | [7 empty] | 0.28 | [29 empty] | <36 |  | 6 to 9 | [7 empty] | <2 | [15 empty] | 0.6 |  |  | <0.16 | [248 empty] | Solid-state Laser Pumping, Plastic Welding, Soldering, Heating |  |  | https://www.coherent.com/lasers/laser/fap-600-series |  | 2018-04-13
764 | FAP600-22W-975.0to980-F<4.5-25C | FAP 600 Series | Components | CW | 1041811 | Diode | 22000 | [44 empty] | Yes | [9 empty] | 980 | 10 | 10 | [10 empty] | <6 | [7 empty] | 0.25 | [29 empty] | <34 |  | 2 to 4 | [7 empty] | <2 | [15 empty] | 0.6 |  |  | <0.16 | [248 empty] | Solid-state Laser Pumping, Plastic Welding, Soldering, Heating |  |  | https://www.coherent.com/lasers/laser/fap-600-series |  | 2018-04-13
765 | FAP600-25W-800to820nm | FAP 600 Series | Components | CW | 1057503 | Diode | 30000 | [44 empty] | Yes | [9 empty] | 810 | 10 | 10 | [10 empty] | <6 | [7 empty] | 0.28 | [29 empty] | <46 |  | 6 to 8 | [7 empty] | <2 | [15 empty] | 0.6 |  |  | <0.14 | [248 empty] | Solid-state Laser Pumping, Plastic Welding, Soldering, Heating |  |  | https://www.coherent.com/lasers/laser/fap-600-series |  | 2018-04-13
766 | FAP600-25W-805.0to811.0-F<3.5-25C | FAP 600 Series | Components | CW | 1041808 | Diode | 25000 | [44 empty] | Yes | [9 empty] | 810 | 10 | 10 | [10 empty] | <6 | [7 empty] | 0.28 | [29 empty] | <36 |  | 6 to 9 | [7 empty] | <2 | [15 empty] | 0.6 |  |  | <0.14 | [248 empty] | Solid-state Laser Pumping, Plastic Welding, Soldering, Heating |  |  | https://www.coherent.com/lasers/laser/fap-600-series |  | 2018-04-13
767 | FAP600-50W-800.0to820.0-FW90E<8.0-25C | FAP 600 Series | Components | CW | 1276388 | Diode | 50000 | [44 empty] | Yes | [9 empty] | 810 | 10 | 10 | [10 empty] | <8 | [7 empty] | 0.28 | [29 empty] | <55 |  | 8 | [7 empty] | <2 | [15 empty] | 0.6 |  |  | <0.16 | [248 empty] | Solid-state Laser Pumping, Plastic Welding, Soldering, Heating |  |  | https://www.coherent.com/lasers/laser/fap-600-series |  | 2018-04-13
768 | Fiber Coupled Laser Series | Fiber Coupled Laser Series | Components | CW |  | Diode |  | 54000 | 16000 | 70000 | [41 empty] | Yes | Near IR | 808 | 980 | 172 |  |  | <10 | <10 | [63 empty] | <2.1 | [14 empty] | <0.81 | [38 empty] | 70 x 31.8 x 25.8 | [5 empty] | 0.3 | [206 empty] | Solid-State Laser Pumping, Plastic Welding, Soldering, Heating |  |  | https://www.coherent.com/lasers/laser/diode-lasers/fiber-coupled-laser-diodes/fap-600-and-800-series |  | 2017-10-12
769 | FAP600-25W-805.0to811.0-F<3.5-25C | Fiber Coupled Laser Series | Components | CW | 1041806 | Diode | 25000 | [44 empty] | Yes | Near IR | 808 |  |  |  |  | 3 | 3 |  | 808 | [12 empty] | <3.5 | [7 empty] | 0.28 | [29 empty] | <36 |  | 6 to 9 | [8 empty] | 2 | [14 empty] | 0.6 |  | <0.16 | [30 empty] | SMA 905 | [5 empty] | 70 x 31.8 x 25.8 | [5 empty] | 0.3 |  | 100 | <0.1 | -20 to 30 | -20 to 60 | [22 empty] | 0.7 | [50 empty] | >40 | [58 empty] | >0.9 | [68 empty] | Solid-State Laser Pumping, Plastic Welding, Soldering, Heating |  |  | https://www.coherent.com/lasers/laser/diode-lasers/fiber-coupled-laser-diodes/fap-600-and-800-series |  | 2017-09-01
770 | FAP600-50W-800.0to820.0-FW90E<8.0-25C | Fiber Coupled Laser Series | Components | CW | 1276388 | Diode | 50000 | [44 empty] | Yes | Near IR | 810 |  |  |  |  | 10 | 10 |  | 810 | [12 empty] | <8 | [7 empty] | 0.28 | [29 empty] | <55 |  | 8 | [8 empty] | 2 | [14 empty] | 0.6 |  | <0.16 | [30 empty] | SMA 905 | [5 empty] | 70 x 31.8 x 25.8 | [5 empty] | 0.3 |  | 100 | <0.1 | -20 to 30 | -20 to 60 | [22 empty] | 0.7 | [50 empty] | >52 | [58 empty] | >1 | [68 empty] | Solid-State Laser Pumping, Plastic Welding, Soldering, Heating |  |  | https://www.coherent.com/lasers/laser/diode-lasers/fiber-coupled-laser-diodes/fap-600-and-800-series |  | 2017-09-01
771 | FAP800-30W-805.0to811.0-F<3.5-25C | Fiber Coupled Laser Series | Components | CW | 1071370 | Diode | 30000 | [44 empty] | Yes | IR | 940 |  |  |  |  | 2 | 2 |  | 940 | [12 empty] | 6 | [7 empty] | 0.35 | [29 empty] | <46 |  | 4 to 7 | [8 empty] | 2.2 | [14 empty] | 0.81 |  | <0.16 | [30 empty] | SMA 905 | [5 empty] | 70 x 31.8 x 25.8 | [5 empty] | 0.3 |  | 100 | <0.1 | -20 to 30 | -20 to 60 | [22 empty] | 0.7 | [50 empty] | >35 | [58 empty] | >0.75 | [68 empty] | Solid-State Laser Pumping, Plastic Welding, Soldering, Heating |  |  | https://www.coherent.com/lasers/laser/diode-lasers/fiber-coupled-laser-diodes/fap-600-and-800-series |  | 2017-12-19
772 | FAP800-30W-805.0to811.0-F<3.5-25C | Fiber Coupled Laser Series | Components | CW | 1059281 | Diode | 30000 | [44 empty] | Yes | Near IR | 808 |  |  |  |  | 3 | 3 |  | 807.5 | [12 empty] | <2.5 | [7 empty] | 0.28 | [29 empty] | <28 |  | 8 to 11 | [8 empty] | 2.1 | [14 empty] | 0.81 |  | <0.14 | [30 empty] | SMA 905 | [5 empty] | 70 x 31.8 x 25.8 | [5 empty] | 0.3 |  | 100 | <0.1 | -20 to 30 | -20 to 60 | [22 empty] | 0.7 | [50 empty] | >35 | [58 empty] | >0.8 | [68 empty] | Solid-State Laser Pumping, Plastic Welding, Soldering, Heating |  |  | https://www.coherent.com/lasers/laser/diode-lasers/fiber-coupled-laser-diodes/fap-600-and-800-series |  | 2017-09-01
773 | FAP800-40W-805.0to811.0-F<3.5-25C | Fiber Coupled Laser Series | Components | CW | 1057814 | Diode | 40000 | [44 empty] | Yes | Near IR | 808 |  |  |  |  | 3 | 3 |  | 404 | [12 empty] | <3.5 | [7 empty] | 0.28 | [29 empty] | <53 |  | 9 to 13 | [8 empty] | 2.2 | [14 empty] | 0.81 |  | <0.14 | [30 empty] | SMA 905 | [5 empty] | 70 x 31.8 x 25.8 | [5 empty] | 0.3 |  | 100 | <0.1 | -20 to 30 | -20 to 60 | [22 empty] | 0.7 | [50 empty] | >35 | [58 empty] | >0.8 | [68 empty] | Solid-State Laser Pumping, Plastic Welding, Soldering, Heating |  |  | https://www.coherent.com/lasers/laser/diode-lasers/fiber-coupled-laser-diodes/fap-600-and-800-series |  | 2017-09-01
774 | FAP800-L-30W-803.0to809.0-F<3.0-25C | Fiber Coupled Laser Series | Components | CW | 1065526 | Diode | 25000 | [44 empty] | Yes | Near IR | 807.5 |  |  |  |  | 2.5 | 2.5 |  | 807.5 | [12 empty] | <2.5 | [7 empty] | 0.28 | [29 empty] | <28 |  | 8 to 11 | [8 empty] | <2.1 | [14 empty] | 0.81 |  | <0.14 | [30 empty] | SMA 905 | [5 empty] | 70 x 31.8 x 25.8 | [5 empty] | 0.3 |  | 100 | <0.1 | -20 to 30 | -20 to 60 | [22 empty] | 0.7 | [50 empty] | >35 | [58 empty] | >0.8 | [68 empty] | Solid-State Laser Pumping, Plastic Welding, Soldering, Heating |  |  | https://www.coherent.com/lasers/laser/diode-lasers/fiber-coupled-laser-diodes/fap-600-and-800-series |  | 2017-09-01
775 | FAP800-R-40W-930.0to950.0-F<6.0-25C | Fiber Coupled Laser Series | Components | CW | 1082408 | Diode | 40000 | [44 empty] | Yes | IR | 940 |  |  |  |  | 10 | 10 |  | 940 | [12 empty] | <6 | [7 empty] | 0.28 | [29 empty] | <54 |  | <8 | [8 empty] | <1.7 | [14 empty] | 0.81 |  | <0.11 | [30 empty] | SMA 905 | [5 empty] | 70 x 31.8 x 25.8 | [5 empty] | 0.3 |  | 100 | <0.1 | -20 to 30 | -20 to 60 | [22 empty] | 0.7 | [50 empty] | >50 | [58 empty] | >0.8 | [68 empty] | Solid-State Laser Pumping, Plastic Welding, Soldering, Heating |  |  | https://www.coherent.com/lasers/laser/diode-lasers/fiber-coupled-laser-diodes/fap-600-and-800-series |  | 2017-09-01
776 | FAP800-R-40W-970.0to990.0-F<6.0-25C | Fiber Coupled Laser Series | Components | CW | 1082412 | Diode | 40000 | [44 empty] | Yes | IR | 980 |  |  |  |  | 10 | 10 |  | 980 | [12 empty] | <6 | [7 empty] | 0.28 | [29 empty] | <54 |  | <7 | [8 empty] | <1.7 | [14 empty] | 0.81 |  | <0.11 | [30 empty] | SMA 905 | [5 empty] | 70 x 31.8 x 25.8 | [5 empty] | 0.3 |  | 100 | <0.1 | -20 to 30 | -20 to 60 | [22 empty] | 0.7 | [50 empty] | >50 | [58 empty] | >0.8 | [68 empty] | Solid-State Laser Pumping, Plastic Welding, Soldering, Heating |  |  | https://www.coherent.com/lasers/laser/diode-lasers/fiber-coupled-laser-diodes/fap-600-and-800-series |  | 2017-09-01
777 | FAP800-50W-805.0to811.0-FW90E<4.5-25C | Fiber Coupled Laser Series | Components | CW | 1124386 | Diode | 50000 | [44 empty] | Yes | Near IR | 808 |  |  |  |  | 3 | 3 |  | 808 | [12 empty] | <4.5 | [7 empty] | 0.28 | [29 empty] | <65 |  | 8 to 11 | [8 empty] | <2.2 | [14 empty] | 0.81 |  | <0.14 | [30 empty] | SMA 905 | [5 empty] | 70 x 31.8 x 25.8 | [5 empty] | 0.3 |  | 100 | <0.1 | -20 to 30 | -20 to 60 | [22 empty] | 0.7 | [50 empty] | >40 | [58 empty] | >0.8 | [68 empty] | Solid-State Laser Pumping, Plastic Welding, Soldering, Heating |  |  | https://www.coherent.com/lasers/laser/diode-lasers/fiber-coupled-laser-diodes/fap-600-and-800-series |  | 2017-09-01
778 | FAP800-70W-800.0to820.0-FW90E<5.0-25C | Fiber Coupled Laser Series | Components | CW | 1295614 | Diode | 70000 | [44 empty] | Yes | Near IR | 810 |  |  |  |  | 10 | 10 |  | 810 | [12 empty] | <8 | [7 empty] | 0.28 | [29 empty] | <85 |  | 11 | [8 empty] | <2.2 | [14 empty] | 0.81 |  | <0.16 | [30 empty] | SMA 905 | [5 empty] | 70 x 31.8 x 25.8 | [5 empty] | 0.3 |  | 100 | <0.1 | -20 to 30 | -20 to 60 | [22 empty] | 0.7 | [50 empty] | >45 | [58 empty] | >0.9 | [68 empty] | Solid-State Laser Pumping, Plastic Welding, Soldering, Heating |  |  | https://www.coherent.com/lasers/laser/diode-lasers/fiber-coupled-laser-diodes/fap-600-and-800-series |  | 2017-09-01
779 | G-Stack Diode Lasers | G-Stack Diode Lasers | Components | QCW |  | Diode | 3200 |  |  | 3200 | [41 empty] | Yes | Near IR | 808 |  |  |  |  | 3 | 3 |  | 808 ± 3 | [12 empty] | <3 | [7 empty] | 0.28 | [17 empty] | <=500000 | [9 empty] | 240 |  | <220 | 25 | 30 | [8 empty] | 2 |  |  | 2 | [35 empty] | TM | [14 empty] | 3.4 x 28.8 x 7.9 | [27 empty] | 25 | 15 to 35 |  |  | -40 to 60 | [46 empty] | 400 | [16 empty] | <=4 | [6 empty] | <35 | [8 empty] | GH2-7: 2 to 7 bar stack, GH8-16: 8 to 16 bar stack | [19 empty] | up to 3200 | 200 | [11 empty] | <12 | [70 empty] | https://www.coherent.com/lasers/laser/diode-lasers/g-stack-diode-lasers |  | 2017-09-01
780 | Horizontal Arrays | Horizontal Arrays | Components | CW, QCW |  | Diode |  | 3120000 | 80000 | 3200000 | [41 empty] | Yes | Near IR | 808 |  |  |  |  | 3 | 3 | [63 empty] | <14 | [269 empty] | https://www.coherent.com/lasers/laser/horizontal-diode-laser-arrays |  | 2017-10-12
781 | PulseLife CW Horizontal Array - 2 Bar Arrays 80W | Horizontal Arrays | Components | CW, QCW |  | Diode | 80000 | [6 empty] | 40 | [37 empty] | Yes | Near IR | 808 |  |  |  |  | 3 | 3 |  | 808 ± 3 | [12 empty] | <3 | [7 empty] | 0.28 | [27 empty] | 55 |  | <50 (45 typ) | 25 | [9 empty] | 4.5 |  |  | 2 | [50 empty] | 32.26 x 11.43 x 12.44 | [27 empty] | 25 | 15 to 35 |  |  | -40 to 60 | [70 empty] | <35 | [41 empty] | <10 | [36 empty] | 100 | <=100 | >1.5 | <40 | Distilled or clean tap water | [29 empty] | https://www.coherent.com/lasers/laser/horizontal-diode-laser-arrays |  | 2017-09-01
782 | PulseLife CW Horizontal Array - 2 Bar Arrays 100W | Horizontal Arrays | Components | CW, QCW |  | Diode | 100000 | [6 empty] | 50 | [37 empty] | Yes | Near IR | 808 |  |  |  |  | 3 | 3 |  | 808 ± 3 | [12 empty] | <3 | [7 empty] | 0.28 | [27 empty] | 65 |  | <60 (55 typ) | 25 | [9 empty] | 4.5 |  |  | 2 | [50 empty] | 32.26 x 11.43 x 12.44 | [27 empty] | 25 | 15 to 35 |  |  | -40 to 60 | [70 empty] | <35 | [41 empty] | <10 | [36 empty] | 100 | <=100 | >1.5 | <40 | Distilled or clean tap water | [29 empty] | https://www.coherent.com/lasers/laser/horizontal-diode-laser-arrays |  | 2017-09-01
783 | PulseLife CW Horizontal Array - 3 Bar Arrays 120W | Horizontal Arrays | Components | CW, QCW |  | Diode | 120000 | [6 empty] | 40 | [37 empty] | Yes | Near IR | 808 |  |  |  |  | 3 | 3 |  | 808 ± 3 | [12 empty] | <3 | [7 empty] | 0.28 | [27 empty] | 55 |  | <50 (45 typ) | 25 | [9 empty] | 7 |  |  | 2 | [50 empty] | 34.54 x 11.43 x 12.44 | [27 empty] | 25 | 15 to 35 |  |  | -40 to 60 | [70 empty] | <35 | [41 empty] | <10 | [36 empty] | 100 | <=100 | >1.5 | <40 | Distilled or clean tap water | [29 empty] | https://www.coherent.com/lasers/laser/horizontal-diode-laser-arrays |  | 2017-09-01
784 | PulseLife CW Horizontal Array - 3 Bar Arrays 150W | Horizontal Arrays | Components | CW, QCW |  | Diode | 150000 | [6 empty] | 50 | [37 empty] | Yes | Near IR | 808 |  |  |  |  | 3 | 3 |  | 808 ± 3 | [12 empty] | <3 | [7 empty] | 0.28 | [27 empty] | 65 |  | <60 (55 typ) | 25 | [9 empty] | 7 |  |  | 2 | [50 empty] | 34.54 x 11.43 x 12.44 | [27 empty] | 25 | 15 to 35 |  |  | -40 to 60 | [70 empty] | <35 | [41 empty] | <10 | [36 empty] | 100 | <=100 | >1.5 | <40 | Distilled or clean tap water | [29 empty] | https://www.coherent.com/lasers/laser/horizontal-diode-laser-arrays |  | 2017-09-01
785 | PulseLife QCW Horizontal Array - 5 Bar Arrays 500W | Horizontal Arrays | Components | QCW |  | Diode | 500000 | [42 empty] | 100 |  | Yes | Near IR | 808 |  |  |  |  | 3 | 3 |  | 808 ± 3 | [12 empty] | <3 | [7 empty] | 0.28 | [29 empty] | <120 (109 typical) | [10 empty] | 11 | [53 empty] | 19.56 x 76.2 x 6.35 | [27 empty] | 25 | 15 to 35 |  |  | -30 to 60 | [70 empty] | <35 | [41 empty] | <10 | [70 empty] | https://www.coherent.com/lasers/laser/horizontal-diode-laser-arrays |  | 2017-09-01
786 | PulseLife QCW Horizontal Array - 5 Bar Arrays 1000W | Horizontal Arrays | Components | QCW |  | Diode | 1000000 | [42 empty] | 200 |  | Yes | Near IR | 808 |  |  |  |  | 3 | 3 |  | 808 ± 3 | [12 empty] | <4 | [7 empty] | 0.28 | [29 empty] | <250 (225 typical) | [10 empty] | 14 | [53 empty] | 19.56 x 76.2 x 6.35 | [27 empty] | 25 | 15 to 35 |  |  | -30 to 60 | [70 empty] | <35 | [41 empty] | <10 | [70 empty] | https://www.coherent.com/lasers/laser/horizontal-diode-laser-arrays |  | 2017-09-01
787 | PulseLife G-Stack - GH2-7 | Horizontal Arrays | Components | QCW |  | Diode | 3200000 | [44 empty] | Yes | Near IR | 808 |  |  |  |  | 3 | 3 |  | 808 ± 3 | [12 empty] | <3 | [7 empty] | 0.28 | [17 empty] | <=500000 | [9 empty] | 240 |  | <220 | 25 | 30 | [8 empty] | 2 | [38 empty] | TM | [14 empty] | 25.1 x 10.8 x 7.9 | [27 empty] | 25 | 15 to 35 |  |  | -40 to 60 | [46 empty] | 400 | [16 empty] | <=4 | [6 empty] | <35 | [8 empty] | GH2-7: 2 to 7 bar stack, GH8-16: 8 to 16 bar stack | [19 empty] | up to 3200 | 200 | [11 empty] | <12 | [70 empty] | https://www.coherent.com/lasers/laser/diode-lasers/horizontal-diode-laser-arrays |  | 2017-09-01
788 | PulseLife G-Stack - GH8-16 | Horizontal Arrays | Components | QCW |  | Diode | 3200000 | [44 empty] | Yes | Near IR | 808 |  |  |  |  | 3 | 3 |  | 808 ± 3 | [12 empty] | <3 | [7 empty] | 0.28 | [17 empty] | <=500000 | [9 empty] | 240 |  | <220 | 25 | 30 | [8 empty] | 2 | [38 empty] | TM | [14 empty] | 28.8 x 10.8 x 7.9 | [27 empty] | 25 | 15 to 35 |  |  | -40 to 60 | [46 empty] | 400 | [16 empty] | <=4 | [6 empty] | <35 | [8 empty] | GH2-7: 2 to 7 bar stack, GH8-16: 8 to 16 bar stack | [19 empty] | up to 3200 | 200 | [11 empty] | <12 | [70 empty] | https://www.coherent.com/lasers/laser/diode-lasers/horizontal-diode-laser-arrays |  | 2017-09-01
789 | Single Emitter Diode Lasers | Single Emitter Diode Lasers | Components | CW |  | Diode |  | 5400 | 1600 | 7000 | [41 empty] | Yes | Near IR | 780 | 830 | 50 | [67 empty] | 2 | [53 empty] | 2.18 x 6.35 x 7.87 | [212 empty] | Laser Pumping, Medical, Materials Processing, Illumination |  |  | https://www.coherent.com/lasers/laser/diode-lasers/single-emitter-diode-lasers |  | 2017-10-12
790 | Single Emitter Diode Lasers, 780-830 nm - 1.6W 100 μm | Single Emitter Diode Lasers | Components | CW |  | Diode | 1600 | [22 empty] | 1.6 | 1.6 | [20 empty] | Yes | Near IR | 780 | 830 | 50 | [8 empty] | 780 to 830 | 808 ±3 | [8 empty] | <3 | [7 empty] | 0.28 | [29 empty] | <2 (1.7 typical) |  | 0.3 | [8 empty] | 2 | [38 empty] | TM | [14 empty] | 2.18 x 6.35 x 7.87 | [27 empty] | 25 | 15 to 35 |  |  | -40 to 60 | [65 empty] | 100 | [5 empty] | 31 | <4 | [39 empty] | <10 | [67 empty] | Laser Pumping, Medical, Materials Processing, Illumination |  |  | https://www.coherent.com/lasers/laser/diode-lasers/single-emitter-diode-lasers |  | 2017-09-01
791 | Single Emitter Diode Lasers, 780-830 nm - 3.2W 90 μm | Single Emitter Diode Lasers | Components | CW |  | Diode | 3200 | [22 empty] | 3.2 | 3.2 | [20 empty] | Yes | Near IR | 780 | 830 | 50 | [8 empty] | 780 to 830 | 808 ±3 | [8 empty] | <3 | [7 empty] | 0.28 | [29 empty] | <3.5 (3 typical) |  | 0.5 | [8 empty] | 2 | [38 empty] | TE | [14 empty] | 2.18 x 6.35 x 7.87 | [27 empty] | 25 | 15 to 35 |  |  | -40 to 60 | [65 empty] | 90 | [5 empty] | 29 | <4 | [39 empty] | <10 | [67 empty] | Laser Pumping, Medical, Materials Processing, Illumination |  |  | https://www.coherent.com/lasers/laser/diode-lasers/single-emitter-diode-lasers |  | 2017-09-01
792 | Single Emitter Diode Lasers, 780-830 nm - 2.5W 150 μm | Single Emitter Diode Lasers | Components | CW |  | Diode | 2500 | [22 empty] | 2.5 | 2.5 | [20 empty] | Yes | Near IR | 780 | 830 | 50 | [8 empty] | 780 to 830 | 808 ±3 | [8 empty] | <3 | [7 empty] | 0.28 | [29 empty] | <3 (2.8 typical) |  | 0.5 | [8 empty] | 2 | [38 empty] | TM | [14 empty] | 2.18 x 6.35 x 7.87 | [27 empty] | 25 | 15 to 40 |  |  | -40 to 60 | [65 empty] | 150 | [5 empty] | 31 | <4 | [39 empty] | <10 | [67 empty] | Laser Pumping, Medical, Materials Processing, Illumination |  |  | https://www.coherent.com/lasers/laser/diode-lasers/single-emitter-diode-lasers |  | 2017-09-01
793 | Single Emitter Diode Lasers, 780-830 nm - 5W 140 μm | Single Emitter Diode Lasers | Components | CW |  | Diode | 5000 | [22 empty] | 5 | 5 | [20 empty] | Yes | Near IR | 780 | 830 | 50 | [8 empty] | 780 to 830 | 808 ±3 | [8 empty] | <3 | [7 empty] | 0.28 | [29 empty] | <5.5 (4.8 typical) |  | 0.8 | [8 empty] | 2 | [38 empty] | TE | [14 empty] | 2.18 x 6.35 x 7.87 | [27 empty] | 25 | 15 to 40 |  |  | -40 to 60 | [65 empty] | 140 | [5 empty] | 29 | <4 | [39 empty] | <10 | [67 empty] | Laser Pumping, Medical, Materials Processing, Illumination |  |  | https://www.coherent.com/lasers/laser/diode-lasers/single-emitter-diode-lasers |  | 2017-09-01
794 | Single Emitter Diode Lasers, 780-830 nm - 7W 200 μm | Single Emitter Diode Lasers | Components | CW |  | Diode | 7000 | [22 empty] | 7 | 7 | [20 empty] | Yes | Near IR | 780 | 830 | 50 | [8 empty] | 780 to 830 | 808 ±3 | [8 empty] | <3 | [7 empty] | 0.28 | [29 empty] | <8.5 (8 typical) |  | 1.1 | [8 empty] | 2 | [38 empty] | TE | [14 empty] | 2.18 x 6.35 x 7.87 | [27 empty] | 25 | 15 to 35 |  |  | -40 to 60 | [65 empty] | 200 | [5 empty] | 29 | <4 | [39 empty] | <10 | [67 empty] | Laser Pumping, Medical, Materials Processing, Illumination |  |  | https://www.coherent.com/lasers/laser/diode-lasers/single-emitter-diode-lasers |  | 2017-09-01
795 | Unmounted Diode Laser Bars (UMB) | Unmounted Diode Laser Bars | Components | CW |  | Diode |  | 497000 | 3000 | 500000 | [41 empty] | Yes | Near IR | 780 | 1470 | 690 | [67 empty] | <2.5 | [266 empty] | Laser Pumping, Medical, Materials Processing, Illumination |  |  | https://www.coherent.com/lasers/laser/diode-lasers/unmounted-diode-laser-bars-umb |  | 2017-10-12
796 | Unmounted Diode Laser Chips (UMCs), 780-830 nm - 3W 100 μm x 2mm | Unmounted Diode Laser Bars | Components | CW |  | Diode | 3000 | [44 empty] | Yes | Near IR | 780 | 830 | 50 | [8 empty] | 780 to 830 | [9 empty] | <3 | [7 empty] | 0.28 | [29 empty] | <3 (2.7 typical) |  | 0.5 typical | [8 empty] | 2 | [38 empty] | TE | [10 empty] | 2 | [100 empty] | 21 | 100 | 500 |  | >20000 |  | 31 | [41 empty] | <10 | [5 empty] | 500 | 11.5 x 2 | 135 | [59 empty] | Laser Pumping, Medical, Materials Processing, Illumination |  |  | https://www.coherent.com/lasers/laser/diode-lasers/unmounted-diode-laser-bars-umb |  | 2017-09-01
797 | Unmounted Diode Laser Chips (UMCs), 780-830 nm - 3.5W 100 μm x 2mm | Unmounted Diode Laser Bars | Components | CW |  | Diode | 3500 | [44 empty] | Yes | Near IR | 780 | 830 | 50 | [8 empty] | 780 to 830 | [9 empty] | <3 | [7 empty] | 0.28 | [29 empty] | <3.5 (3 typical) |  | 0.5 typical | [8 empty] | 2 | [38 empty] | TE | [10 empty] | 2 | [100 empty] | 21 | 100 | 500 |  | >20000 |  | 29 | [41 empty] | <10 | [5 empty] | 500 | 11.5 x 2 | 135 | [59 empty] | Laser Pumping, Medical, Materials Processing, Illumination |  |  | https://www.coherent.com/lasers/laser/diode-lasers/unmounted-diode-laser-bars-umb |  | 2017-09-01
798 | Unmounted Diode Laser Chips (UMCs), 780-830 nm - 5W 200 μm x 2mm | Unmounted Diode Laser Bars | Components | CW |  | Diode | 5000 | [44 empty] | Yes | Near IR | 780 | 830 | 50 | [8 empty] | 780 to 830 | [9 empty] | <3 | [7 empty] | 0.28 | [29 empty] | <5.5 (5 typical) |  | 1.1 typical | [8 empty] | 2.1 | [38 empty] | TE | [10 empty] | 2 | [100 empty] | 21 | 200 | 500 |  | >20000 |  | 31 | [41 empty] | <10 | [5 empty] | 500 | 11.5 x 2 | 135 | [59 empty] | Laser Pumping, Medical, Materials Processing, Illumination |  |  | https://www.coherent.com/lasers/laser/diode-lasers/unmounted-diode-laser-bars-umb |  | 2017-09-01
799 | Unmounted Diode Laser Chips (UMCs), 780-830 nm - 7W 200 μm x 2mm | Unmounted Diode Laser Bars | Components | CW |  | Diode | 7000 | [44 empty] | Yes | Near IR | 780 | 830 | 50 | [8 empty] | 780 to 830 | [9 empty] | <3 | [7 empty] | 0.28 | [29 empty] | <8.5 (8 typical) |  | 1.1 typical | [8 empty] | 2 | [38 empty] | TE | [10 empty] | 2 | [100 empty] | 21 | 200 | 500 |  | >20000 |  | 29 | [41 empty] | <10 | [5 empty] | 500 | 11.5 x 2 | 135 | [59 empty] | Laser Pumping, Medical, Materials Processing, Illumination |  |  | https://www.coherent.com/lasers/laser/diode-lasers/unmounted-diode-laser-bars-umb |  | 2017-09-01
800 | Unmounted Diode Laser Bars (UMBs) 780-830 nm - 40W 18FFx2mm TE | Unmounted Diode Laser Bars | Components | CW |  | Diode | 40000 | [43 empty] | 40 | Yes | Near IR | 780 | 830 | 50 | [8 empty] | 780 to 830 | 808 ±3 | [8 empty] | <3 | [7 empty] | 0.28 | [29 empty] | <46 (42 typical) |  | 8 typical | [8 empty] | 2 | [38 empty] | TE | [10 empty] | 2 | [81 empty] | 18FFX2mm | [18 empty] | 19 | 90 | 500 |  |  |  | 31 |  |  |  |  | 18 | [36 empty] | <10 | [67 empty] | Laser Pumping, Medical, Materials Processing, Illumination |  |  | https://www.coherent.com/lasers/laser/diode-lasers/unmounted-diode-lasers-bars-umb |  | 2017-09-01
801 | Unmounted Diode Laser Bars (UMBs) 780-830 nm - 60W 18FFx2mm TE-Plus | Unmounted Diode Laser Bars | Components | CW |  | Diode | 60000 | [43 empty] | 60 | Yes | Near IR | 780 | 830 | 50 | [8 empty] | 780 to 830 | 808 ±3 | [8 empty] | <3 | [7 empty] | 0.28 | [29 empty] | <62 (58 typical) |  | 8 typical | [8 empty] | 2 | [38 empty] | TE | [10 empty] | 2 | [81 empty] | 18FFx2mm | [18 empty] | 19 | 90 | 500 |  |  |  | 29 |  |  |  |  | 18 | [36 empty] | <10 | [67 empty] | Laser Pumping, Medical, Materials Processing, Illumination |  |  | https://www.coherent.com/lasers/laser/diode-lasers/unmounted-diode-laser-bars-umb |  | 2017-09-01
802 | Unmounted Diode Laser Bars (UMBs) 780-830 nm - 40W 30FFx1mm TM | Unmounted Diode Laser Bars | Components | CW |  | Diode | 40000 | [43 empty] | 40 | Yes | Near IR | 780 | 830 | 50 | [8 empty] | 780 to 830 | 808 ±3 | [8 empty] | <3 | [7 empty] | 0.28 | [29 empty] | <46 (40 typical) |  | 8 typical | [8 empty] | 2 | [38 empty] | TM | [10 empty] | 1 | [81 empty] | 30FFx1mm | [18 empty] | 19 | 150 | 500 |  |  |  | 31 |  |  |  |  | 30 | [36 empty] | <10 | [67 empty] | Laser Pumping, Medical, Materials Processing, Illumination |  |  | https://www.coherent.com/lasers/laser/diode-lasers/unmounted-diode-laser-bars-umb |  | 2017-09-01
803 | Unmounted Diode Laser Bars (UMBs) 780-830 nm - 50W 30FFx1.5mm TM | Unmounted Diode Laser Bars | Components | CW |  | Diode | 50000 | [43 empty] | 50 | Yes | Near IR | 780 | 830 | 50 | [8 empty] | 780 to 830 | 808 ±3 | [8 empty] | <3 | [7 empty] | 0.28 | [29 empty] | <55 (50 typical) |  | 10 typical | [8 empty] | 2 | [38 empty] | TM | [10 empty] | 1.5 | [81 empty] | 30FFx1.5mm | [18 empty] | 19 | 150 | 500 |  |  |  | 31 |  |  |  |  | 30 | [36 empty] | <10 | [67 empty] | Laser Pumping, Medical, Materials Processing, Illumination |  |  | https://www.coherent.com/lasers/laser/diode-lasers/unmounted-diode-laser-bars-umb |  | 2017-09-01
804 | Unmounted Diode Laser Bars (UMBs) 780-830 nm - 60W 28FFx2mm TE | Unmounted Diode Laser Bars | Components | CW |  | Diode | 60000 | [43 empty] | 60 | Yes | Near IR | 780 | 830 | 50 | [8 empty] | 780 to 830 | 808 ±3 | [8 empty] | <3 | [7 empty] | 0.28 | [29 empty] | <70 (65 typical) |  | 12 typical | [8 empty] | 2 | [38 empty] | TE | [10 empty] | 2 | [81 empty] | 28FFx2mm | [18 empty] | 19 | 140 | 500 |  |  |  | 31 |  |  |  |  | 28 | [36 empty] | <10 | [67 empty] | Laser Pumping, Medical, Materials Processing, Illumination |  |  | https://www.coherent.com/lasers/laser/diode-lasers/unmounted-diode-laser-bars-umb |  | 2017-09-01
805 | Unmounted Diode Laser Bars (UMBs) 780-830 nm - 80W 28FFx2mm TE-Plus | Unmounted Diode Laser Bars | Components | CW |  | Diode | 80000 | [43 empty] | 80 | Yes | Near IR | 780 | 830 | 50 | [8 empty] | 780 to 830 | 808 ±3 | [8 empty] | <3 | [7 empty] | 0.28 | [29 empty] | <83 (79 typical) |  | 12 typical | [8 empty] | 2 | [38 empty] | TE | [10 empty] | 2 | [81 empty] | 28FFx2mm | [18 empty] | 19 | 140 | 500 |  |  |  | 29 |  |  |  |  | 28 | [36 empty] | <10 | [67 empty] | Laser Pumping, Medical, Materials Processing, Illumination |  |  | https://www.coherent.com/lasers/laser/diode-lasers/unmounted-diode-laser-bars-umb |  | 2017-09-01
806 | Unmounted Diode Laser Bars (UMBs) 780-830 nm - 60W 50FFx1mm TM | Unmounted Diode Laser Bars | Components | CW |  | Diode | 60000 | [43 empty] | 60 | Yes | Near IR | 780 | 830 | 50 | [8 empty] | 780 to 830 | 808 ±3 | [8 empty] | <3 | [7 empty] | 0.28 | [29 empty] | <62 (54 typical) |  | 12 typical | [8 empty] | 2 | [38 empty] | TM | [10 empty] | 1 | [81 empty] | 50FFx1mm | [18 empty] | 49 | 100 | 200 |  |  |  | 31 |  |  |  |  | 50 | [36 empty] | <10 | [67 empty] | Laser Pumping, Medical, Materials Processing, Illumination |  |  | https://www.coherent.com/lasers/laser/diode-lasers/unmounted-diode-laser-bars-umb |  | 2017-09-01
807 | Unmounted Diode Laser Bars (UMBs) 780-830 nm - 100W 50FFx2mm TE | Unmounted Diode Laser Bars | Components | CW |  | Diode | 100000 | [43 empty] | 100 | Yes | Near IR | 780 | 830 | 50 | [8 empty] | 780 to 830 | 808 ±3 | [8 empty] | <3 | [7 empty] | 0.28 | [29 empty] | <120 |  | <25 typical | [8 empty] | 2 | [38 empty] | TE | [10 empty] | 2 | [81 empty] | 50FFx2mm | [18 empty] | 24 | 200 | 400 |  |  |  | 31 |  |  |  |  | 50 | [36 empty] | <10 | [67 empty] | Laser Pumping, Medical, Materials Processing, Illumination |  |  | https://www.coherent.com/lasers/laser/diode-lasers/unmounted-diode-laser-bars-umb |  | 2017-09-01
808 | Unmounted Diode Laser Bars (UMBs) 780-830 nm - 200W QCW 90FFx1mm TM | Unmounted Diode Laser Bars | Components | QCW |  | Diode | 200000 | [43 empty] | 200 | Yes | Near IR | 780 | 830 | 50 | [8 empty] | 780 to 830 | 808 ±3 | [8 empty] | <3 | [7 empty] | 0.28 | [17 empty] | 1000000 | [11 empty] | <200 (180 typical) |  | 22 typical | [8 empty] | 2.2 | [38 empty] | TM | [10 empty] | 1 | [81 empty] | 90FFx1mm | [17 empty] | <=20 (2 nominal) | 60 | 150 | 160 |  |  |  | 31 |  |  |  |  | 90 | [36 empty] | <10 | [67 empty] | Laser Pumping, Medical, Materials Processing, Illumination |  |  | https://www.coherent.com/lasers/laser/diode-lasers/unmounted-diode-laser-bars-umb |  | 2017-09-01
809 | Unmounted Diode Laser Bars (UMBs) 780-830 nm - 300W QCW 90FFx1.5mm TE | Unmounted Diode Laser Bars | Components | QCW |  | Diode | 300000 | [43 empty] | 300 | Yes | Near IR | 780 | 830 | 50 | [8 empty] | 780 to 830 | 808 ±3 | [8 empty] | <3 | [7 empty] | 0.28 | [17 empty] | 400000 | [11 empty] | <280 (270 typical) |  | 32 typical | [8 empty] | 2.5 | [38 empty] | TE | [10 empty] | 1.5 | [81 empty] | 90FFx1.5mm | [17 empty] | <=10 (7 nominal) | 60 | 150 | 160 |  |  |  | 31 |  |  |  |  | 90 | [36 empty] | <10 | [67 empty] | Laser Pumping, Medical, Materials Processing, Illumination |  |  | https://www.coherent.com/lasers/laser/diode-lasers/unmounted-diode-laser-bars-umb |  | 2017-09-01
810 | Unmounted Diode Laser Bars (UMBs) 780-830 nm - 500W QCW 50FFx1.5mm TE-Plus | Unmounted Diode Laser Bars | Components | QCW |  | Diode | 500000 | [43 empty] | 500 | Yes | Near IR | 780 | 830 | 50 | [8 empty] | 780 to 830 | 808 ±3 | [8 empty] | <3 | [7 empty] | 0.28 | [17 empty] | 400000 | [11 empty] | <470 (440 typical) |  | 32 typical | [8 empty] | 2.5 | [38 empty] | TE | [10 empty] | 1.5 | [81 empty] | 80FFx1.5mm | [17 empty] | <=10 (7 nominal) | 60 | 135 | 160 |  |  |  | 29 |  |  |  |  | 90 | [36 empty] | <12 | [67 empty] | Laser Pumping, Medical, Materials Processing, Illumination |  |  | https://www.coherent.com/lasers/laser/diode-lasers/unmounted-diode-laser-bars-umb |  | 2017-09-01
811 | Unmounted Diode Laser Bars (UMBs) 780-830 nm - 500W QCW 80FFx2mm TE-Plus | Unmounted Diode Laser Bars | Components | QCW |  | Diode | 500000 | [43 empty] | 500 | Yes | Near IR | 780 | 830 | 50 | [8 empty] | 780 to 830 | 808 ±3 | [8 empty] | <3 | [7 empty] | 0.28 | [17 empty] | 400000 | [11 empty] | <480 (450 typical) |  | 40 typical | [8 empty] | 2.5 | [38 empty] | TE | [10 empty] | 2 | [81 empty] | 80FFx2.0mm | [17 empty] | <=10 (7 nominal) | 60 | 135 | 160 |  |  |  | 29 |  |  |  |  | 90 | [36 empty] | <12 | [67 empty] | Laser Pumping, Medical, Materials Processing, Illumination |  |  | https://www.coherent.com/lasers/laser/diode-lasers/unmounted-diode-laser-bars-umb |  | 2017-09-01
812 | Unmounted Diode Laser Bars (UMBs), 965-985 nm - 60W 10FFx4mm | Unmounted Diode Laser Bars | Components | CW |  | Diode | 60000 | [43 empty] | 60 | Yes | Near IR | 965 | 985 | 20 | [8 empty] | 965 to 985 | 975 ± 10 | [8 empty] | <10 | [7 empty] | 0.4 | [29 empty] | <70 (62A typical) |  | 5 typical | [8 empty] | 1.7 | [38 empty] | TE | [10 empty] | 4 | [81 empty] | 10FFx4mm | [18 empty] | 10 | 100 | 1000 |  |  |  | 31 |  |  |  |  | 10 | [36 empty] | <10 | [67 empty] | Laser Pumping, Medical, Materials Processing, Illumination |  |  | https://www.coherent.com/lasers/laser/diode-lasers/unmounted-diode-laser-bars-umb |  | 2017-09-01
813 | Unmounted Diode Laser Bars (UMBs), 965-985 nm -100W 18FFx4mm | Unmounted Diode Laser Bars | Components | CW |  | Diode | 100000 | [43 empty] | 100 | Yes | Near IR | 965 | 985 | 20 | [8 empty] | 965 to 985 | 975 ± 10 | [8 empty] | <10 | [7 empty] | 0.4 | [29 empty] | <120 (110A typical) |  | 8 typical | [8 empty] | 1.7 | [38 empty] | TE | [10 empty] | 4 | [81 empty] | 18FFx4mm | [18 empty] | 19 | 90 | 500 |  |  |  | 31 |  |  |  |  | 18 | [36 empty] | <10 | [67 empty] | Laser Pumping, Medical, Materials Processing, Illumination |  |  | https://www.coherent.com/lasers/laser/diode-lasers/unmounted-diode-laser-bars-umb |  | 2017-09-01
814 | Unmounted Diode Laser Bars (UMBs), 965-985 nm -150W 30FFx4mm | Unmounted Diode Laser Bars | Components | CW |  | Diode | 150000 | [43 empty] | 150 | Yes | Near IR | 965 | 985 | 20 | [8 empty] | 965 to 985 | 975 ± 10 | [8 empty] | <10 | [7 empty] | 0.4 | [29 empty] | <175 (165A typical) |  | 14 typical | [8 empty] | 1.7 | [38 empty] | TE | [10 empty] | 4 | [81 empty] | 30FFx4mm | [18 empty] | 19 | 150 | 500 |  |  |  | 31 |  |  |  |  | 30 | [36 empty] | <10 | [67 empty] | Laser Pumping, Medical, Materials Processing, Illumination |  |  | https://www.coherent.com/lasers/laser/diode-lasers/unmounted-diode-laser-bars-umb |  | 2017-09-01
815 | Unmounted Diode Laser Bars (UMBs), 1060 nm - 40W 20FFx1mm | Unmounted Diode Laser Bars | Components | CW |  | Diode | 40000 | [43 empty] | 40 | Yes | IR | 1060 |  |  |  |  | 20 | 20 |  | 1060 ± 20 | [12 empty] | <10 | [7 empty] | 0.4 | [29 empty] | <49 |  | <4 (2 typical) | [8 empty] | 1.7 | [38 empty] | TE | [10 empty] | 1 | [100 empty] | 19 | 100 | 500 |  |  |  | <35 (30 typical) |  |  |  |  | 20 | [36 empty] | <7 | [67 empty] | Medical, Aesthetics, Illumination, Materials Processing |  |  | https://www.coherent.com/lasers/laser/diode-lasers/unmounted-diode-laser-bars-umb |  | 2017-09-01
816 | Unmounted Diode Laser Bars (UMBs), 1060 nm - 100W 50FFx1.5mm | Unmounted Diode Laser Bars | Components | CW |  | Diode | 100000 | [43 empty] | 100 | Yes | IR | 1060 |  |  |  |  | 20 | 20 |  | 1060 ± 20 | [12 empty] | <10 | [7 empty] | 0.4 | [29 empty] | <135 |  | <13 (10 typical) | [8 empty] | 1.7 | [38 empty] | TE | [10 empty] | 1.5 | [100 empty] | 49 | 100 | 200 |  |  |  | <35 (30 typical) |  |  |  |  | 50 | [36 empty] | <7 | [67 empty] | Medical, Aesthetics, Illumination, Materials Processing |  |  | https://www.coherent.com/lasers/laser/diode-lasers/unmounted-diode-laser-bars-umb |  | 2017-09-01
817 | Unmounted Diode Laser Bars (UMBs), 1430-1470 nm - 20% fill factor bars (19 x 100 μm emitters) | Unmounted Diode Laser Bars | Components | CW |  | Diode | 35000 | [43 empty] | 35 | Yes | IR | 1430 | 1470 | 40 |  |  | 20 | 20 |  |  |  |  | 1430 to 1470 | 1430 ± 20, 1470 ± 20 | [8 empty] | <20 | [7 empty] | 0.53 | [29 empty] | <90 | [10 empty] | 1.2 | [38 empty] | TE | [10 empty] | 2 | [100 empty] | 19 | 100 | 500 |  |  |  | <40 |  |  |  |  | 20 | [36 empty] | <10 | [67 empty] | Medical, Aesthetics, Illumination, Materials Processing |  |  | https://www.coherent.com/lasers/laser/diode-lasers/unmounted-diode-laser-bars-umb |  | 2017-09-01
818 | Astrella Integrated Ti:S Amplifier | Astrella Integrated Ti:S Amplifier | Laser | Ultrafast |  | Ultrafast Amplifier | [45 empty] | Yes | Near IR | 795 | 820 | 25 | [27 empty] | 1 | 1 | [53 empty] | 11 | [38 empty] | 1247 x 755 x 262 | [212 empty] | Time-Resolved Spectroscopy, Multidimensional Spectroscopy, THz Spectroscopy, fs Micromachining, Surface SFG/SHG, Stimulated Raman Scattering |  |  | https://www.coherent.com/lasers/laser/astrella-ultrafast-tisapphire-amplifier |  | 2017-09-01
819 | Astrella-1K-USP | Astrella Integrated Ti:S Amplifier | Laser | Ultrafast |  | Ultrafast Amplifier | [40 empty] | <0.5 |  |  |  |  | Yes | Near IR | 795 | 805 | 10 | [5 empty] | 795 to 805 | [21 empty] | 1 | 1 | [5 empty] | >7.0, >5.0 |  |  | 0.035 | [44 empty] | 11 | [5 empty] | <10 | <1.25 | [6 empty] | >100:1 | >1000:1 | [8 empty] | Linear, Horizontal |  |  |  | TEM00 | [10 empty] | 1247 x 755 x 262 | [130 empty] | REVOLUTION-65, REVOLUTION-50 | [10 empty] | Vitara-S, Vitara-T, or Vitara-T-HP | [70 empty] | Time-Resolved Spectroscopy, Multidimensional Spectroscopy, THz Spectroscopy, fs Micromachining, Surface SFG/SHG, Stimulated Raman Scattering |  |  | https://www.coherent.com/lasers/laser/astrella-ultrafast-tisapphire-amplifier |  | 2017-09-01
820 | Astrella-1K-F | Astrella Integrated Ti:S Amplifier | Laser | Ultrafast |  | Ultrafast Amplifier | [40 empty] | <0.5 |  |  |  |  | Yes | Near IR | 780 | 820 | 40 | [5 empty] | 795 to 805 | [21 empty] | 1 | 1 | [5 empty] | >7.0, >5.0 |  |  | 0.1 | [44 empty] | 11 | [5 empty] | <10 | <1.25 | [6 empty] | >100:1 | >1000:1 | [8 empty] | Linear, Horizontal |  |  |  | TEM00 | [10 empty] | 1247 x 755 x 262 | [130 empty] | REVOLUTION-65, REVOLUTION-50 | [10 empty] | Vitara-S, Vitara-T, or Vitara-T-HP | [70 empty] | Time-Resolved Spectroscopy, Multidimensional Spectroscopy, THz Spectroscopy, fs Micromachining, Surface SFG/SHG, Stimulated Raman Scattering |  |  | https://www.coherent.com/lasers/laser/astrella-ultrafast-tisapphire-amplifier |  | 2017-09-01
821 | EnergyMax Laser Sensors | EnergyMax Laser Sensors | Laser Measurement |  |  |  |  | 19940 | 60 | 20000 | [41 empty] | Yes | Deep UV | 190 | 12000 | 11810 | [30 empty] | <10000 | [287 empty] | <50 | 5e-05 | 0.0002 | [16 empty] | https://www.coherent.com/measurement-control/measurement/energymax-laser-sensors/excimer-laser-energymax-sensors |  | 2017-10-12
822 | J-50MUV-248 | EnergyMax Laser Sensors | Laser Measurement |  | 1110572 | [11 empty] | 15 | [34 empty] | Yes | Deep UV | 190 | 266 | 76 |  |  |  |  | 248 | [25 empty] | 200 | [14 empty] | 86 | 0.5 to 1000 | ±3 | 520 (@248nm, 10 ns) | <16 | [9 empty] | J DB-25 | [17 empty] | 50 | [38 empty] | 2.5 | [84 empty] | ±3 | [6 empty] | MaxUV |  |  | DUV | [105 empty] | Excimer Laser EnergyMax Sensors | 50 | 0.0005 | 1 | [16 empty] | https://www.coherent.com/measurement-control/measurement/energymax-laser-sensors/excimer-laser-energymax-sensors |  | 2017-09-01
823 | J-50MUV-193 | EnergyMax Laser Sensors | Laser Measurement |  | 1110575 | [11 empty] | 18 | [34 empty] | Yes | Deep UV | 190 | 266 | 76 |  |  |  |  | 193 | [25 empty] | 200 | [14 empty] | 86 | 0.125 to 250 | ±3 | 400 (@193nm, 10ns) | <4 | [9 empty] | J DB-25 | [17 empty] | 50 | [38 empty] | 2.5 | [84 empty] | ±3 | [6 empty] | MaxUV |  |  | DUV | [105 empty] | Excimer Laser EnergyMax Sensors | 50 | 0.000125 | 0.25 | [16 empty] | https://www.coherent.com/measurement-control/measurement/energymax-laser-sensors/excimer-laser-energymax-sensors |  | 2017-09-01
824 | J-25MUV-193 | EnergyMax Laser Sensors | Laser Measurement |  | 1110741 | [11 empty] | 5 | [34 empty] | Yes | Deep UV | 190 | 2100 | 1910 |  |  |  |  | 193 | [25 empty] | 400 | [14 empty] | 43 | 0.05 to 100 | ±3 | 200 (@193nm, 10ns) | <2 | [9 empty] | J DB-25 | [17 empty] | 25 | [38 empty] | 2.5 | [84 empty] | ±3 | [6 empty] | MaxUV |  |  | No | [105 empty] | Excimer Laser EnergyMax Sensors | 25 | 5e-05 | 0.1 | [16 empty] | https://www.coherent.com/measurement-control/measurement/energymax-laser-sensors/excimer-laser-energymax-sensors |  | 2017-09-01
825 | J-25MUV-248 | EnergyMax Laser Sensors | Laser Measurement |  | 1110745 | [11 empty] | 5 | [34 empty] | Yes | Deep UV | 190 | 2100 | 1910 |  |  |  |  | 248 | [25 empty] | 400 | [14 empty] | 43 | 0.125 to 250 | ±3 | 260 (@193nm, 10ns) | <4 | [9 empty] | J DB-25 | [17 empty] | 25 | [38 empty] | 2.5 | [84 empty] | ±3 | [6 empty] | MaxUV |  |  | No | [105 empty] | Excimer Laser EnergyMax Sensors | 25 | 0.000125 | 0.25 | [16 empty] | https://www.coherent.com/measurement-control/measurement/energymax-laser-sensors/excimer-laser-energymax-sensors |  | 2017-09-01
826 | J-50MT-10KHZ | EnergyMax Laser Sensors | Laser Measurement |  | 1110574 |  | 20000 | [9 empty] | 20 | [34 empty] | Yes | Deep UV | 193 | 2100 | 1907 |  |  |  |  | 1064 | [25 empty] | 10000 | [14 empty] | 1.7 | 0.5 to 1000 | ±3 | 500 (@1064nm, 10ns) | <16 | [9 empty] | J DB-25 | [17 empty] | 50 | [38 empty] | 2.5 | [84 empty] | ±2 | [6 empty] | Diffuse Metallic |  |  | No | [105 empty] | High Repetition-Rate EnergyMax Sensors | 50 | 0.0005 | 1 | [16 empty] | https://www.coherent.com/measurement-control/measurement/energymax-laser-sensors/high-repetition-rate-energymax-sensors |  | 2017-09-01
827 | J-25MT-10KHZ | EnergyMax Laser Sensors | Laser Measurement |  | 1110747 |  | 10000 | [9 empty] | 10 | [34 empty] | Yes | Deep UV | 193 | 2100 | 1907 |  |  |  |  | 1064 | [25 empty] | 10000 | [14 empty] | 1.7 | 0.05 to 100 | ±3 | 500 (@1064nm, 10ns) | <2 | [9 empty] | J DB-25 | [17 empty] | 25 | [38 empty] | 2.5 | [84 empty] | ±2 | [6 empty] | Diffuse Metallic |  |  | No | [105 empty] | High Repetition-Rate EnergyMax Sensors | 25 | 5e-05 | 0.1 | [16 empty] | https://www.coherent.com/measurement-control/measurement/energymax-laser-sensors/high-repetition-rate-energymax-sensors |  | 2017-09-01
828 | J-10MT-10KHZ | EnergyMax Laser Sensors | Laser Measurement |  | 1110856 |  | 1000 | [9 empty] | 1 | [34 empty] | Yes | Deep UV | 193 | 2100 | 1907 |  |  |  |  | 1064 | [25 empty] | 10000 | [14 empty] | 1.7 | 0.0001 to 0.1 | ±3 | 50 (@1064nm, 10ns) | <0.01 | [9 empty] | J DB-25 | [17 empty] | 10 | [38 empty] | 2.5 | [84 empty] | ±2 | [6 empty] | Diffuse Metallic |  |  | No | [105 empty] | High Repetition-Rate EnergyMax Sensors | 10 | 1e-07 | 0.0002 | [16 empty] | https://www.coherent.com/measurement-control/measurement/energymax-laser-sensors/high-repetition-rate-energymax-sensors |  | 2017-09-01
829 | J-50MB-HE | EnergyMax Laser Sensors | Laser Measurement |  | 1110573 |  | 10000 | [9 empty] | 10 | [34 empty] | Yes | Deep UV | 190 | 12000 | 11810 |  |  |  |  | 1064 | [25 empty] | 300 | [14 empty] | 17 | 1 to 2000 | ±3 | 500 (@1064nm, 10ns) | <33 | [9 empty] | J DB-25 | [17 empty] | 50 | [38 empty] | 2.5 | [84 empty] | ±2 | [6 empty] | MaxBlack |  |  | No | [105 empty] | Multipurpose EnergyMax Sensors | 50 | 0.001 | 2 | [16 empty] | https://www.coherent.com/measurement-control/measurement/energymax-laser-sensors/multipurpose-energymax-sensors |  | 2017-09-01
830 | J-50MB-LE | EnergyMax Laser Sensors | Laser Measurement |  | 1110576 |  | 10000 | [9 empty] | 10 | [34 empty] | Yes | Deep UV | 190 | 12000 | 11810 |  |  |  |  | 1064 | [25 empty] | 300 | [14 empty] | 17 | 0.25 to 500 | ±3 | 500 (@1064nm, 10ns) | <8 | [9 empty] | J DB-25 | [17 empty] | 50 | [38 empty] | 2.5 | [84 empty] | ±2 | [6 empty] | MaxBlack |  |  | No | [105 empty] | Multipurpose EnergyMax Sensors | 50 | 0.00025 | 0.5 | [16 empty] | https://www.coherent.com/measurement-control/measurement/energymax-laser-sensors/multipurpose-energymax-sensors |  | 2017-09-01
831 | J-25MB-LE | EnergyMax Laser Sensors | Laser Measurement |  | 1110743 |  | 5000 | [9 empty] | 5 | [34 empty] | Yes | Deep UV | 190 | 12000 | 11810 |  |  |  |  | 1064 | [25 empty] | 1000 | [14 empty] | 17 | 0.025 to 50 | ±3 | 500 (@1064nm, 10ns) | <16 | [9 empty] | J DB-25 | [17 empty] | 25 | [38 empty] | 2.5 | [84 empty] | ±2 | [6 empty] | MaxBlack |  |  | No | [105 empty] | Multipurpose EnergyMax Sensors | 25 | 2.5e-05 | 0.05 | [16 empty] | https://www.coherent.com/measurement-control/measurement/energymax-laser-sensors/multipurpose-energymax-sensors |  | 2017-09-01
832 | J-25MB-HE | EnergyMax Laser Sensors | Laser Measurement |  | 1110746 |  | 5000 | [9 empty] | 5 | [34 empty] | Yes | Deep UV | 190 | 12000 | 11810 |  |  |  |  | 1064 | [25 empty] | 1000 | [14 empty] | 17 | 0.5 to 1000 | ±3 | 500(@1064nm, 10ns) | <16 | [9 empty] | J DB-25 | [17 empty] | 25 | [38 empty] | 2.5 | [84 empty] | ±2 | [6 empty] | MaxBlack |  |  | No | [105 empty] | Multipurpose EnergyMax Sensors | 25 | 0.0005 | 1 | [16 empty] | https://www.coherent.com/measurement-control/measurement/energymax-laser-sensors/multipurpose-energymax-sensors |  | 2017-09-01
833 | J-10MB-HE | EnergyMax Laser Sensors | Laser Measurement |  | 1110843 |  | 4000 | [9 empty] | 4 | [34 empty] | Yes | Deep UV | 190 | 12000 | 11810 |  |  |  |  | 1064 | [25 empty] | 1000 | [14 empty] | 17 | 0.01 to 20 | ±3 | 500(@1064nm, 10ns) | <0.5 | [9 empty] | J DB-25 | [17 empty] | 10 | [38 empty] | 2.5 | [84 empty] | ±2 | [6 empty] | MaxBlack |  |  | No | [105 empty] | Multipurpose EnergyMax Sensors | 10 | 1e-05 | 0.02 | [16 empty] | https://www.coherent.com/measurement-control/measurement/energymax-laser-sensors/multipurpose-energymax-sensors |  | 2017-09-01
834 | J-10MB-LE | EnergyMax Laser Sensors | Laser Measurement |  | 1110855 |  | 4000 | [9 empty] | 4 | [34 empty] | Yes | Deep UV | 190 | 12000 | 11810 |  |  |  |  | 1064 | [25 empty] | 1000 | [14 empty] | 17 | 0.0003 to 0.6 | ±3 | 500(@1064nm, 10ns) | <0.02 | [9 empty] | J DB-25 | [17 empty] | 10 | [38 empty] | 2.5 | [84 empty] | ±2 | [6 empty] | MaxBlack |  |  | No | [105 empty] | Multipurpose EnergyMax Sensors | 10 | 3e-07 | 0.0006 | [16 empty] | https://www.coherent.com/measurement-control/measurement/energymax-laser-sensors/multipurpose-energymax-sensors |  | 2017-09-01
835 | J-25MB-IR | EnergyMax Laser Sensors | Laser Measurement |  | 1110577 |  | 20000 | [9 empty] | 20 | [34 empty] | Yes | Visible | 532 | 2100 | 1568 |  |  |  |  | 1064 | [25 empty] | 20 | [14 empty] | 860 | 1.5 to 3000 | ±3 | 5000 (@1064nm, 10ns) | <50 | [9 empty] | J DB-25 | [17 empty] | 25 | [38 empty] | 2.5 | [84 empty] | ±2 | [6 empty] | MaxBlack |  |  | IR | [105 empty] | YAG/Harmonics and IR Sensors | 25 | 0.0015 | 3 | [16 empty] | https://www.coherent.com/measurement-control/measurement/energymax-laser-sensors/yag-harmonics-and-ir-sensors |  | 2017-09-01
836 | J-50MB-YAG | EnergyMax Laser Sensors | Laser Measurement |  | 1110744 |  | 20000 | [9 empty] | 20 | [34 empty] | Yes | Deep UV | 266 | 2100 | 1834 |  |  |  |  | 1064 | [25 empty] | 50 | [14 empty] | 430 | 1.5 to 3000 | ±3 | 14000 (@1064nm, 10ns) | <50 | [9 empty] | J DB-25 | [17 empty] | 50 | [38 empty] | 2.5 | [84 empty] | ±2 | [6 empty] | MaxBlack |  |  | YAG | [105 empty] | YAG/Harmonics and IR Sensors | 50 | 0.0015 | 3 | [16 empty] | https://www.coherent.com/measurement-control/measurement/energymax-laser-sensors/yag-harmonics-and-ir-sensors |  | 2017-09-01
837 | J-50MB-IR | EnergyMax Laser Sensors | Laser Measurement |  | 1155722 |  | 15000 | [9 empty] | 15 | [34 empty] | Yes | Visible | 500 | 2940 | 2440 |  |  |  |  | 1064 & 2940 | [25 empty] | 30 | [14 empty] | 1000 | 1 to 3000 | ±3.5 | >10000(@2940nm, 100 µs) | <100 | [9 empty] | J DB-25 | [17 empty] | 50 | [38 empty] | 2.5 | [84 empty] | ±2 (1064nm), ±3 (2940nm) | [6 empty] | MaxBlack |  |  | IR | [105 empty] | YAG/Harmonics and IR Sensors | 50 | 0.001 | 3 | [16 empty] | https://www.coherent.com/measurement-control/measurement/energymax-laser-sensors/yag-harmonics-and-ir-sensors |  | 2017-09-01
838 | EnergyMax-USB/RS Sensors | EnergyMax-USB/RS Sensors | Laser Measurement |  |  |  |  | 19940 | 60 | 20000 | [41 empty] | Yes | Deep UV - IR | 190 | 900000 | 899810 | [30 empty] | <10000 | [287 empty] | <50 | 0.00000000075 | 3 | [16 empty] | https://www.coherent.com/measurement-control/main/energymax-usb-rs-sensors |  | 2017-10-12
839 | EnergyMax-RS J-10SI-HE Energy Sensor | EnergyMax-USB/RS Sensors | Laser Measurement |  | 1191427 |  | 60 | [9 empty] | 0.06 | [34 empty] | Yes | IR | 325000 | 900000 | 575000 |  |  |  |  | 532 | [25 empty] | 10000 | [14 empty] | 1 | 7.5e-7 to 0.000775 | ±3 |  | <7.5e-5 | [9 empty] | RS | [17 empty] | 10 | [38 empty] | 3 | [84 empty] | ±3 | [9 empty] | ND2 | [105 empty] | EnergyMax-RS Sensors | 10 | 0.00000000075 | 7.75e-07 | [16 empty] | https://www.coherent.com/measurement-control/measurement/energymax-usb-rs-sensors/energymax-rs-sensors |  | 2017-09-01
840 | EnergyMax-RS J-10MB-LE Energy Sensor | EnergyMax-USB/RS Sensors | Laser Measurement |  | 1191428 |  | 4000 | [9 empty] | 4 | [34 empty] | Yes | Deep UV | 190 | 12000 | 11810 |  |  |  |  | 1064 | [25 empty] | 1000 | [14 empty] | 17 | 0.0005 to 0.6 | ±3 | 500(@ 1064nm, 10ns) | <0.05 | [9 empty] | RS | [17 empty] | 10 | [38 empty] | 3 | [84 empty] | ±2 | [6 empty] | MaxBlack |  |  | No | [105 empty] | EnergyMax-RS Sensors | 10 | 5e-07 | 0.0006 | [16 empty] | https://www.coherent.com/measurement-control/measurement/energymax-usb-rs-sensors/energymax-rs-sensors |  | 2017-09-01
841 | EnergyMax-RS J-10MB-HE Energy Sensor | EnergyMax-USB/RS Sensors | Laser Measurement |  | 1191429 |  | 4000 | [9 empty] | 4 | [34 empty] | Yes | Deep UV | 190 | 12000 | 11810 |  |  |  |  | 1064 | [25 empty] | 1000 | [14 empty] | 17 | 0.012 to 20 | ±3 | 500(@ 1064nm, 10ns) | <1.2 | [9 empty] | RS | [17 empty] | 10 | [38 empty] | 3 | [84 empty] | ±2 | [6 empty] | MaxBlack |  |  | No | [105 empty] | EnergyMax-RS Sensors | 10 | 1.2e-05 | 0.02 | [16 empty] | https://www.coherent.com/measurement-control/measurement/energymax-usb-rs-sensors/energymax-rs-sensors |  | 2017-09-01
842 | EnergyMax-RS J-50MB-YAG Energy Sensor | EnergyMax-USB/RS Sensors | Laser Measurement |  | 1191430 |  | 20000 | [9 empty] | 20 | [34 empty] | Yes | Deep UV | 266 | 2100 | 1834 |  |  |  |  | 1064 | [25 empty] | 50 | [14 empty] | 340 | 2.4 to 3000 | ±3 | 14000(@ 1064nm, 10ns) | <240 | [9 empty] | RS | [17 empty] | 50 | [38 empty] | 3 | [84 empty] | ±2 | [6 empty] | MaxBlack |  |  | YAG | [105 empty] | EnergyMax-RS Sensors | 50 | 0.0024 | 3 | [16 empty] | https://www.coherent.com/measurement-control/measurement/energymax-usb-rs-sensors/energymax-rs-sensors |  | 2017-09-01
843 | EnergyMax-RS J-25MB-LE Energy Sensor | EnergyMax-USB/RS Sensors | Laser Measurement |  | 1191431 |  | 5000 | [9 empty] | 5 | [34 empty] | Yes | Deep UV | 190 | 12000 | 11810 |  |  |  |  | 1064 | [25 empty] | 1000 | [14 empty] | 17 | 0.05 to 50 | ±3 | 500(@ 1064nm, 10ns) | <5 | [9 empty] | RS | [17 empty] | 25 | [38 empty] | 3 | [84 empty] | ±2 | [6 empty] | MaxBlack |  |  | No | [105 empty] | EnergyMax-RS Sensors | 25 | 5e-05 | 0.05 | [16 empty] | https://www.coherent.com/measurement-control/measurement/energymax-usb-rs-sensors/energymax-rs-sensors |  | 2017-09-01
844 | EnergyMax-RS J-50MB-HE Energy Sensor | EnergyMax-USB/RS Sensors | Laser Measurement |  | 1191432 |  | 10000 | [9 empty] | 10 | [34 empty] | Yes | Deep UV | 190 | 12000 | 11810 |  |  |  |  | 1064 | [25 empty] | 300 | [14 empty] | 57 | 1.6 to 2000 | ±3 | 500(@ 1064nm, 10ns) | <160 | [9 empty] | RS | [17 empty] | 50 | [38 empty] | 3 | [84 empty] | ±2 | [6 empty] | MaxBlack |  |  | No | [105 empty] | EnergyMax-RS Sensors | 50 | 0.0016 | 2 | [16 empty] | https://www.coherent.com/measurement-control/measurement/energymax-usb-rs-sensors/energymax-rs-sensors |  | 2017-09-01
845 | EnergyMax-RS J-50MT-10KHZ Energy Sensor | EnergyMax-USB/RS Sensors | Laser Measurement |  | 1191433 |  | 20000 | [9 empty] | 20 | [34 empty] | Yes | Deep UV | 190 | 2100 | 1910 |  |  |  |  | 1064 | [25 empty] | 10000 | [14 empty] | 1.7 | 0.4 to 1000 | ±3 | 500(@ 1064nm, 10ns) | <40 | [9 empty] | RS | [17 empty] | 50 | [38 empty] | 3 | [84 empty] | ±2 | [6 empty] | Diffuse Metallic |  |  | No | [105 empty] | EnergyMax-RS Sensors | 50 | 0.0004 | 1 | [16 empty] | https://www.coherent.com/measurement-control/measurement/energymax-usb-rs-sensors/energymax-rs-sensors |  | 2017-09-01
846 | EnergyMax-USB J-10SI-HE Energy Sensor | EnergyMax-USB/RS Sensors | Laser Measurement |  | 1191434 |  | 60 | [9 empty] | 0.06 | [34 empty] | Yes | IR | 325000 | 900000 | 575000 |  |  |  |  | 532 | [25 empty] | 10000 | [15 empty] | 7.5e-7 to 0.000775 | ±3 |  | <7.5e-8 (@ 532 nm) | [9 empty] | USB | [17 empty] | 10 | [38 empty] | 3 | [84 empty] | ±3 | [9 empty] | ND2 | [105 empty] | EnergyMax-USB Sensors | 10 | 0.00000000075 | 7.75e-07 | [16 empty] | https://www.coherent.com/measurement-control/measurement/energymax-usb-rs-sensors/energymax-usb-sensors |  | 2017-09-01
847 | EnergyMax-USB J-10MB-LE Energy Sensor | EnergyMax-USB/RS Sensors | Laser Measurement |  | 1191435 |  | 4000 | [9 empty] | 4 | [34 empty] | Yes | Deep UV | 190 | 12000 | 11810 |  |  |  |  | 1064 | [25 empty] | 1000 | [15 empty] | 0.0005 to 0.6 | ±3 | 500(@1064nm, 10ns) | <5e-5 | [9 empty] | USB | [17 empty] | 10 | [38 empty] | 3 | [84 empty] | ±2 | [6 empty] | MaxBlack |  |  | No | [105 empty] | EnergyMax-USB Sensors | 10 | 5e-07 | 0.0006 | [16 empty] | https://www.coherent.com/measurement-control/measurement/energymax-usb-rs-sensors/energymax-usb-sensors |  | 2017-09-01
848 | EnergyMax-USB J-10MB-HE Energy Sensor | EnergyMax-USB/RS Sensors | Laser Measurement |  | 1191436 |  | 4000 | [9 empty] | 4 | [34 empty] | Yes | Deep UV | 190 | 12000 | 11810 |  |  |  |  | 1064 | [25 empty] | 1000 | [15 empty] | 0.012 to 20 | ±3 | 500(@1064nm, 10ns) | <1.2 | [9 empty] | USB | [17 empty] | 10 | [38 empty] | 3 | [84 empty] | ±2 | [6 empty] | MaxBlack |  |  | No | [105 empty] | EnergyMax-USB Sensors | 10 | 1.2e-05 | 0.02 | [16 empty] | https://www.coherent.com/measurement-control/measurement/energymax-usb-rs-sensors/energymax-usb-sensors |  | 2017-09-01
849 | EnergyMax-USB J-50MB-YAG Energy Sensor | EnergyMax-USB/RS Sensors | Laser Measurement |  | 1191437 |  | 20000 | [9 empty] | 20 | [34 empty] | Yes | Deep UV | 266 | 12000 | 11734 |  |  |  |  | 1064 | [25 empty] | 50 | [15 empty] | 2.4 to 3000 | ±3 | 14000(@1064nm, 10ns) | <240 | [9 empty] | USB | [17 empty] | 50 | [38 empty] | 3 | [84 empty] | ±2 | [6 empty] | MaxBlack |  |  | YAG | [105 empty] | EnergyMax-USB Sensors | 50 | 0.0024 | 3 | [16 empty] | https://www.coherent.com/measurement-control/measurement/energymax-usb-rs-sensors/energymax-usb-sensors |  | 2017-09-01
850 | EnergyMax-USB J-25MB-LE Energy Sensor | EnergyMax-USB/RS Sensors | Laser Measurement |  | 1191441 |  | 5000 | [9 empty] | 5 | [34 empty] | Yes | Deep UV | 190 | 12000 | 11810 |  |  |  |  | 1064 | [25 empty] | 1000 | [15 empty] | 0.05 to 50 | ±3 | 500(@1064nm, 10ns) | <5e-5 | [9 empty] | USB | [17 empty] | 25 | [38 empty] | 3 | [84 empty] | ±2 | [6 empty] | MaxBlack |  |  | No | [105 empty] | EnergyMax-USB Sensors | 25 | 5e-05 | 0.05 | [16 empty] | https://www.coherent.com/measurement-control/measurement/energymax-usb-rs-sensors/energymax-usb-sensors |  | 2017-09-01
851 | EnergyMax-USB J-25MB-HE Energy Sensor | EnergyMax-USB/RS Sensors | Laser Measurement |  | 1191442 |  | 5000 | [9 empty] | 5 | [34 empty] | Yes | Deep UV | 190 | 12000 | 11810 |  |  |  |  | 1064 | [25 empty] | 1000 | [15 empty] | 0.85 to 1000 | ±3 | 500(@1064nm, 10ns) | <85 | [9 empty] | USB | [17 empty] | 25 | [38 empty] | 3 | [84 empty] | ±2 | [6 empty] | MaxBlack |  |  | No | [105 empty] | EnergyMax-USB Sensors | 25 | 0.00085 | 1 | [16 empty] | https://www.coherent.com/measurement-control/measurement/energymax-usb-rs-sensors/energymax-usb-sensors |  | 2017-09-01
852 | EnergyMax-USB J-50MB-LE Energy Sensor | EnergyMax-USB/RS Sensors | Laser Measurement |  | 1191443 |  | 10000 | [9 empty] | 10 | [34 empty] | Yes | Deep UV | 190 | 12000 | 11810 |  |  |  |  | 1064 | [25 empty] | 300 | [15 empty] | 0.4 to 500 | ±3 | 500(@1064nm, 10ns) | <40 | [9 empty] | USB | [17 empty] | 50 | [38 empty] | 3 | [84 empty] | ±2 | [6 empty] | MaxBlack |  |  | No | [105 empty] | EnergyMax-USB Sensors | 50 | 0.0004 | 0.5 | [16 empty] | https://www.coherent.com/measurement-control/measurement/energymax-usb-rs-sensors/energymax-usb-sensors |  | 2017-09-01
853 | EnergyMax-USB J-50MB-HE Energy Sensor | EnergyMax-USB/RS Sensors | Laser Measurement |  | 1191444 |  | 10000 | [9 empty] | 10 | [34 empty] | Yes | Deep UV | 190 | 12000 | 11810 |  |  |  |  | 1064 | [25 empty] | 300 | [15 empty] | 1.6 to 2000 | ±3 | 500(@1064nm, 10ns) | <160 | [9 empty] | USB | [17 empty] | 50 | [38 empty] | 3 | [84 empty] | ±2 | [6 empty] | MaxBlack |  |  | No | [105 empty] | EnergyMax-USB Sensors | 50 | 0.0016 | 2 | [16 empty] | https://www.coherent.com/measurement-control/measurement/energymax-usb-rs-sensors/energymax-usb-sensors |  | 2017-09-01
854 | EnergyMax-USB J-10MT 10KHZ Energy Sensor | EnergyMax-USB/RS Sensors | Laser Measurement |  | 1191445 |  | 1000 | [9 empty] | 1 | [34 empty] | Yes | Deep UV | 190 | 2100 | 1910 |  |  |  |  | 1064 | [25 empty] | 10000 | [15 empty] | 0.0003 to 0.2 | ±3 | 50(@1064nm, 10ns) | <3e-5 | [9 empty] | USB | [17 empty] | 10 | [38 empty] | 3 | [84 empty] | ±2 | [6 empty] | Diffuse Metallic |  |  | No | [105 empty] | EnergyMax-USB Sensors | 10 | 3e-07 | 0.0002 | [16 empty] | https://www.coherent.com/measurement-control/measurement/energymax-usb-rs-sensors/energymax-usb-sensors |  | 2017-09-01
855 | EnergyMax-USB J-25MT-10KHZ Energy Sensor | EnergyMax-USB/RS Sensors | Laser Measurement |  | 1191446 |  | 10000 | [9 empty] | 10 | [34 empty] | Yes | Deep UV | 190 | 2100 | 1910 |  |  |  |  | 1064 | [25 empty] | 10000 | [15 empty] | 0.09 to 100 | ±3 | 500(@1064nm, 10ns) | <9 | [9 empty] | USB | [17 empty] | 25 | [123 empty] | ±2 | [6 empty] | Diffuse Metallic |  |  | No | [105 empty] | EnergyMax-USB Sensors | 25 | 9e-05 | 0.1 | [16 empty] | https://www.coherent.com/measurement-control/measurement/energymax-usb-rs-sensors/energymax-usb-sensors |  | 2017-09-01
856 | EnergyMax-USB J-50MT-10KHZ Energy Sensor | EnergyMax-USB/RS Sensors | Laser Measurement |  | 1191447 |  | 20000 | [9 empty] | 20 | [34 empty] | Yes | Deep UV | 190 | 2100 | 1910 |  |  |  |  | 1064 | [25 empty] | 10000 | [15 empty] | 0.4 to 1000 | ±3 | 500(@1064nm, 10ns) | <40 | [9 empty] | USB | [17 empty] | 50 | [38 empty] | 3 | [84 empty] | ±2 | [6 empty] | Diffuse Metallic |  |  | No | [105 empty] | EnergyMax-USB Sensors | 50 | 0.0004 | 1 | [16 empty] | https://www.coherent.com/measurement-control/measurement/energymax-usb-rs-sensors/energymax-usb-sensors |  | 2017-09-01
857 | EnergyMax-USB J-25MUV-193 Energy Sensor | EnergyMax-USB/RS Sensors | Laser Measurement |  | 1191448 |  | 5000 | [9 empty] | 5 | [34 empty] | Yes | Deep UV | 190 | 2100 | 1910 |  |  |  |  | 193 | [25 empty] | 400 | [15 empty] | 0.09 to 100 | ±3 | 200(@193nm, 10ns) | <9 | [9 empty] | USB | [17 empty] | 25 | [38 empty] | 3 | [84 empty] | ±3 | [6 empty] | MaxUV |  |  | No | [105 empty] | EnergyMax-USB Sensors | 25 | 9e-05 | 0.1 | [16 empty] | https://www.coherent.com/measurement-control/measurement/energymax-usb-rs-sensors/energymax-usb-sensors |  | 2017-09-01
858 | EnergyMax-USB J-50MUV-248 with Diffuser Energy Sensor | EnergyMax-USB/RS Sensors | Laser Measurement |  | 1191449 |  | 15000 | [9 empty] | 15 | [34 empty] | Yes | Deep UV | 190 | 266 | 76 |  |  |  |  | 248 | [25 empty] | 200 | [15 empty] | 0.8 to 1000 | ±3 | 520 (@248nm, 10ns) | <80 | [9 empty] | USB | [17 empty] | 50 | [38 empty] | 3 | [84 empty] | ±3 | [6 empty] | MaxUV |  |  | DUV | [105 empty] | EnergyMax-USB Sensors | 50 | 0.0008 | 1 | [16 empty] | https://www.coherent.com/measurement-control/measurement/energymax-usb-rs-sensors/energymax-usb-sensors |  | 2017-09-01
859 | Laser Beam Diagnostics | Laser Beam Diagnostics | Laser Measurement | [48 empty] | No | [341 empty] | https://www.coherent.com/measurement-control/main/laser-beam-diagnostics |  | 2017-10-12
860 | BM Mount | Laser Beam Diagnostics | Laser Measurement |  | 1038024 | [46 empty] | No | [321 empty] | BeamMaster USB Knife-Edge Based Beam Profilers | [15 empty] | BeamMaster 360 Degree Rotatial Mount Accessory |  |  |  | https://www.coherent.com/measurement-control/measurement/laser-beam-diagnostics/beammaster-usb-knife-edge-based-beam-profilers |  | 2017-09-01
861 | BeamMaster-USB BM-3 Si-Enhanced | Laser Beam Diagnostics | Laser Measurement |  | 1224012 | [46 empty] | No | [321 empty] | BeamMaster USB Knife-Edge Based Beam Profilers | [15 empty] | Knife-edge profiler; 5mm circular with 3 knife edges; Enhanced Si detector. |  |  |  | https://www.coherent.com/measurement-control/measurement/laser-beam-diagnostics/beammaster-usb-knife-edge-based-beam-profilers |  | 2017-09-01
862 | BeamMaster-USB BM-7 Si-Enhanced | Laser Beam Diagnostics | Laser Measurement |  | 1224014 | [46 empty] | No | [321 empty] | BeamMaster USB Knife-Edge Based Beam Profilers | [15 empty] | Knife-edge profiler; 9mm square with 7 knife edges; Enhanced Si detector. |  |  |  | https://www.coherent.com/measurement-control/measurement/laser-beam-diagnostics/beammaster-usb-knife-edge-based-beam-profilers |  | 2017-09-01
863 | BeamMaster-USB Bm-3 InGaAs (3mm) | Laser Beam Diagnostics | Laser Measurement |  | 1224016 | [46 empty] | No | [321 empty] | BeamMaster USB Knife-Edge Based Beam Profilers | [15 empty] | Knife-edge profiler; 3mm circular with 3 knife edges; InGaAs detector. |  |  |  | https://www.coherent.com/measurement-control/measurement/laser-beam-diagnostics/beammaster-usb-knife-edge-based-beam-profilers |  | 2017-09-01
864 | BeamMaster-USB Bm-7 InGaAs (3mm) | Laser Beam Diagnostics | Laser Measurement |  | 1224018 | [46 empty] | No | [321 empty] | BeamMaster USB Knife-Edge Based Beam Profilers | [15 empty] | Knife-edge profiler; 3mm circular with 7 knife edges; InGaAs detector. |  |  |  | https://www.coherent.com/measurement-control/measurement/laser-beam-diagnostics/beammaster-usb-knife-edge-based-beam-profilers |  | 2017-09-01
865 | BeamMaster-USB Bm-7 InGaAs (5mm) | Laser Beam Diagnostics | Laser Measurement |  | 1224020 | [46 empty] | No | [321 empty] | BeamMaster USB Knife-Edge Based Beam Profilers | [15 empty] | Knife-edge profiler; 5mm circular with 7 knife edges; InGaAs detector. |  |  |  | https://www.coherent.com/measurement-control/measurement/laser-beam-diagnostics/beammaster-usb-knife-edge-based-beam-profilers |  | 2017-09-01
866 | BM C-Mount | Laser Beam Diagnostics | Laser Measurement |  | 33-7147-000 | [46 empty] | No | [321 empty] | BeamMaster USB Knife-Edge Based Beam Profilers | [15 empty] | BeamMaster C-Mount Adapter Plate Accessory |  |  |  | https://www.coherent.com/measurement-control/measurement/laser-beam-diagnostics/beammaster-usb-knife-edge-based-beam-profilers |  | 2017-09-01
867 | LaserCam-HR II | Laser Beam Diagnostics | Laser Measurement | [48 empty] | No | [20 empty] | 190 to 1100 | [300 empty] | LaserCam-HR II | [5 empty] | USB 2.0 |  | CW, Pulsed | [11 empty] | https://www.coherent.com/measurement-control/measurement/laser-beam-diagnostics/lasercam-hr-ii |  | 2017-11-02
868 | LaserCam-HR II 1/2" | Laser Beam Diagnostics | Laser Measurement |  | 1282868 | [46 empty] | No | [20 empty] | 190 to 1100 | [45 empty] | USB 2.0 |  |  | 10 ft. standard A/B cable included | [16 empty] | 0.15 to 4 | [192 empty] | 12-bit | Continuous (CW), pulsed | 13 mW/cm2 at 633 nm | 5 µW/cm2 at 633 nm | 70 mW/cm2 at 1064 nm | 340 µW/cm2 at 1064 nm | 32 mJ/cm2 at 1064nm | Low distortion face plate is removable | OD = 2.5 at 632.8 nm | Laser-grade ND filter | 10 | 15 | 200 (without averaging adjacent pulses) | 4.6 x 4.6 | Trigger in (TTL) | 0.4 mJ/cm2 at 1064 nm | 2 µJ/cm2 at 1064 |  |  |  | 5.9 x 4.8 | 1280 x 1024 | 190 to 355 | 400 to 1100 | 190 to 1100 | BNC receptacle (trigger cable included) | 75 | 1 msec to 500 msec, default at 5 msec | [14 empty] | LaserCam-HR II | [5 empty] | USB 2.0 | 0.15 - 4 | CW, Pulsed | [11 empty] | https://www.coherent.com/measurement-control/measurement/laser-beam-diagnostics/lasercam-hr-ii |  | 2017-09-01
869 | LaserCam-HR II 2/3" | Laser Beam Diagnostics | Laser Measurement |  | 1282870 | [46 empty] | No | [20 empty] | 190 to 1100 | [45 empty] | USB 2.0 |  |  | 10 ft. standard A/B cable included | [16 empty] | 0.2 to 6 | [192 empty] | 14-bit | Continuous (CW), pulsed | 3 mW/cm2 at 633 nm | 2 µW/cm2 at 633 nm | 25 mW/cm2 at 1064 nm | 125 µW/cm2 at 1064 nm | 32 mJ/cm2 at 1064nm | Low distortion face plate is removable | OD = 2.5 at 632.8 nm | Laser-grade ND filter | 10 | 15 | 200 (without averaging adjacent pulses) | 6.5 x 6.5 | Trigger in (TTL) | 0.15 mJ/cm2 at 1064 nm | 0.7 µJ/cm2 at 1064 nm |  |  |  | 8.3 x 6.6 | 1280 x 1024 | 190 to 355 | 400 to 1100 | 190 to 1100 | BNC receptacle (trigger cable included) | 20 | 1 msec to 500 msec, default at 5 msec | [14 empty] | LaserCam-HR II | [5 empty] | USB 2.0 | 1.2 - 6 | CW, Pulsed | [11 empty] | https://www.coherent.com/measurement-control/measurement/laser-beam-diagnostics/lasercam-hr-ii |  | 2017-09-01
870 | LaserCam-HR-InGaAs | Laser Beam Diagnostics | Laser Measurement |  | 1149002 | [46 empty] | No | [20 empty] | 900 to 1700 | [45 empty] | USB 2.0 |  |  | 6 ft. standard A/B cable included | [16 empty] | 0.5 to 6 | [199 empty] | Low distortion face plate is removable |  | NG10 glass, nominal OD = 2.3 | 15 | 25 |  | 30 x 30 | Trigger in (TTL) |  |  | 3.5 mW/cm2 (with LDFP), 50 µW/cm2 (without LDFP) | 350 µW/cm2 (with LDFP), 30 (µW/cm2 (without LDFP) | 5 µJ/cm2 (with LDFP), 0.08 µJ/cm2 (without LDFP) | 9.6 x 7.7 | 320 x 256 |  |  |  | BNC receptacle (trigger cable included) | [16 empty] | LaserCam HR-InGaAs | [5 empty] | USB 2.0 | 0.5 - 6 | CW, Pulsed | [11 empty] | https://www.coherent.com/measurement-control/measurement/laser-beam-diagnostics/lasercam-hr-ingaas |  | 2017-09-01
871 | LaserCam-HR-UV | Laser Beam Diagnostics | Laser Measurement |  | 1149004 | [46 empty] | No | [321 empty] | LaserCam-HR UV | [5 empty] | USB 2.0 | [9 empty] | Including New BeamView-USB 4.4.0 Software |  |  |  | https://www.coherent.com/measurement-control/measurement/laser-beam-diagnostics/lasercam-hr-uv |  | 2017-09-01
872 | ModeMaster PC M-Squared (M2) Beam Propagation Analyzer | Laser Beam Diagnostics | Laser Measurement | [48 empty] | No | [321 empty] | ModeMaster PC M-Squared (M2) Beam Propagation Analyzer | [5 empty] | USB 2.0 | [13 empty] | https://www.coherent.com/measurement-control/measurement/laser-beam-diagnostics/modemaster-pc-m-squared-m2-beam-propagation-analyzer |  | 2017-11-02
873 | ModeMaster PC System UV, Low-Divergence | Laser Beam Diagnostics | Laser Measurement |  | 33-1843-000 | [15 empty] | 10Wc |  |  |  | 7.5mWc | [26 empty] | No | [20 empty] | 220 to 680 |  |  |  |  | 351 | [49 empty] | ±5% | ±5% of waist diameter +0.1 mm | ±5% | ±5% of divergence +0.04 mrad | ±2% | ±8% of input beam Rayleigh Range | [6 empty] | 25 | [18 empty] | 1.7 | 0.24 |  | <5% |  |  |  | <2% | [92 empty] | 33-1843 | [6 empty] | Silicon | [37 empty] | -1 | [69 empty] | ModeMaster PC M-Squared (M2) Beam Propagation Analyzer | [5 empty] | USB 2.0 | [9 empty] | ModeMaster PC Scan Head, Mount, Control / Interface Console and Software for UV, Low-Divergence beams |  |  |  | https://www.coherent.com/measurement-control/measurement/laser-beam-diagnostics/modemaster-pc-m-squared-m2-beam-propagation-analyzer |  | 2017-09-01
874 | ModeMaster PC system, UV, High-Divergence | Laser Beam Diagnostics | Laser Measurement |  | 33-2106-000 | [15 empty] | 10Wc |  |  |  | 7.5mWc | [26 empty] | No | [20 empty] | 220 to 680 |  |  |  |  | 351 | [49 empty] | ±5% | ±5% of waist diameter +0.1 mm | ±5% | ±5% of divergence +0.04 mrad | ±2% | ±8% of input beam Rayleigh Range |  | Detector signal output, 0-13V maximum. A/D Control signal out, 0-5V pulse. Trigger (syncs to drum rotation), 0-5V pulse. |  |  |  |  | 12 | [18 empty] | 3.2 | 0.46 |  | <5% |  |  |  | <2% | [92 empty] | 33-2106 | [6 empty] | Silicon | [37 empty] | -1S | [69 empty] | ModeMaster PC M-Squared (M2) Beam Propagation Analyzer | [5 empty] | USB 2.0 | [9 empty] | ModeMaster PC Scan Head, Mount, Control / Interface Console and Software for UV, High-Divergence beams |  |  |  | https://www.coherent.com/measurement-control/measurement/laser-beam-diagnostics/modemaster-pc-m-squared-m2-beam-propagation-analyzer |  | 2017-09-01
875 | ModeMaster PC System VIS Low-Divergence | Laser Beam Diagnostics | Laser Measurement |  | 33-2221-000 | [15 empty] | 25Wc |  |  |  | 2.5mWc | [26 empty] | No | [20 empty] | 340 to 1000 |  |  |  |  | 514 | [49 empty] | ±5% | ±5% of waist diameter +0.1 mm | ±5% | ±5% of divergence +0.04 mrad | ±2% | ±8% of input beam Rayleigh Range |  | Detector signal output, 0-13V maximum. A/D Control signal out, 0-5V pulse. Trigger (syncs to drum rotation), 0-5V pulse. |  |  |  |  | 25 | [18 empty] | 2 | 0.24 |  | <5% |  |  |  | <2% | [92 empty] | 33-2221 | [6 empty] | Silicon | [37 empty] | -2 | [69 empty] | ModeMaster PC M-Squared (M2) Beam Propagation Analyzer | [5 empty] | USB 2.0 | [9 empty] | ModeMaster PC Scan Head, Mount, Control / Interface Console and Software for VIS, Low-Divergence beams |  |  |  | https://www.coherent.com/measurement-control/measurement/laser-beam-diagnostics/modemaster-pc-m-squared-m2-beam-propagation-analyzer |  | 2017-09-01
876 | ModeMaster PC System, VIs, High-Divergence | Laser Beam Diagnostics | Laser Measurement |  | 33-2239-000 | [15 empty] | 25Wc |  |  |  | 2.5mWc | [26 empty] | No | [20 empty] | 340 to 1000 |  |  |  |  | 514 | [49 empty] | ±5% | ±5% of waist diameter +0.1 mm | ±5% | ±5% of divergence +0.04 mrad | ±2% | ±8% of input beam Rayleigh Range |  | Detector signal output, 0-13V maximum. A/D Control signal out, 0-5V pulse. Trigger (syncs to drum rotation), 0-5V pulse. |  |  |  |  | 12 | [18 empty] | 3.6 | 0.46 |  | <5% |  |  |  | <2% | [92 empty] | 33-2239 | [6 empty] | Silicon | [37 empty] | -2S | [69 empty] | ModeMaster PC M-Squared (M2) Beam Propagation Analyzer | [5 empty] | USB 2.0 | [9 empty] | ModeMaster PC Scan Head, Mount, Control / Interface Console and Software for VIS, High-Divergence beams |  |  |  | https://www.coherent.com/measurement-control/measurement/laser-beam-diagnostics/modemaster-pc-m-squared-m2-beam-propagation-analyzer |  | 2017-09-01
877 | ModeMaster PC System, NIR, Low-Divergence | Laser Beam Diagnostics | Laser Measurement |  | 33-2387-000 | [15 empty] | 2.5W |  |  |  | 2.5mW | [26 empty] | No | [20 empty] | 800 to 1800 |  |  |  |  | 1060 | [49 empty] | ±5% | ±5% of waist diameter +0.1 mm | ±5% | ±5% of divergence +0.04 mrad | ±2% | ±8% of input beam Rayleigh Range |  | Detector signal output, 0-13V maximum. A/D Control signal out, 0-5V pulse. Trigger (syncs to drum rotation), 0-5V pulse. |  |  |  |  | 25 | [18 empty] | 2.7 | 0.25e |  | <5% |  |  |  | <2% | [92 empty] | 33-2387 | [6 empty] | Germanium | [37 empty] | -3 | [69 empty] | ModeMaster PC M-Squared (M2) Beam Propagation Analyzer | [5 empty] | USB 2.0 | [9 empty] | ModeMaster PC Scan Head, Mount, Control / Interface Console and Software for NIR, Low-Divergence beams |  |  |  | https://www.coherent.com/measurement-control/measurement/laser-beam-diagnostics/modemaster-pc-m-squared-m2-beam-propagation-analyzer |  | 2017-09-01
878 | ModeMaster PC System, NIR, High-Divergence | Laser Beam Diagnostics | Laser Measurement |  | 33-2395 | [15 empty] | 2.5W |  |  |  | 2.5mW | [26 empty] | No | [20 empty] | 800 to 1800 |  |  |  |  | 1060 | [49 empty] | ±5% | ±5% of waist diameter +0.1 mm | ±5% | ±5% of divergence +0.04 mrad | ±2% | ±8% of input beam Rayleigh Range |  | Detector signal output, 0-13V maximum. A/D Control signal out, 0-5V pulse. Trigger (syncs to drum rotation), 0-5V pulse. |  |  |  |  | 12 | [18 empty] | 5 | 0.47e |  | <5% |  |  |  | <2% | [92 empty] | 33-2395 | [6 empty] | Germanium | [37 empty] | -3S | [69 empty] | ModeMaster PC M-Squared (M2) Beam Propagation Analyzer | [5 empty] | USB 2.0 | [13 empty] | https://www.coherent.com/measurement-control/measurement/laser-beam-diagnostics/modemaster-pc-m-squared-m2-beam-propagation-analyzer |  | 2017-09-13
879 | ModeMaster PC System, IR High Divergence | Laser Beam Diagnostics | Laser Measurement |  | 33-2429 | [15 empty] | 20W |  |  |  | 400mW | [26 empty] | No | [20 empty] | 1800 to 15000 |  |  |  |  | 10600 | [61 empty] | 25 | [18 empty] | 7.2 | 1.3 |  | <5% |  |  |  | <2% | [92 empty] | 33-2429 | [6 empty] | Pyroelectric | [37 empty] | -4 | [69 empty] | ModeMaster PC M-Squared (M2) Beam Propagation Analyzer | [5 empty] | USB 2.0 | [13 empty] | https://www.coherent.com/measurement-control/measurement/laser-beam-diagnostics/modemaster-pc-m-squared-m2-beam-propagation-analyzer |  | 2017-09-13
880 | ModeMaster PC System, IR Low Divergence | Laser Beam Diagnostics | Laser Measurement |  | 33-2437 | [15 empty] | 20W |  |  |  | 400mW | [26 empty] | No | [20 empty] | 1800 to 15000 |  |  |  |  | 10600 | [61 empty] | 12 | [18 empty] | 14 | 2.7 |  | <5% |  |  |  | <2% | [92 empty] | 33-2437 | [6 empty] | Pyroelectric | [37 empty] | -5 | [69 empty] | ModeMaster PC M-Squared (M2) Beam Propagation Analyzer | [5 empty] | USB 2.0 | [13 empty] | https://www.coherent.com/measurement-control/measurement/laser-beam-diagnostics/modemaster-pc-m-squared-m2-beam-propagation-analyzer |  | 2017-09-13
881 | WaveMaster | Laser Beam Diagnostics | Laser Measurement |  | 33-2650-000 | [42 empty] | Universal 90-250 VAC, 40-72 Hz in; 12 VDC out |  |  |  | Yes |  | 380 | 1095 | [12 empty] | 0.001 | 2 nm @ 400 nm, 3 nm @ 600 nm, 5 nm @ 1000 nm | 100 mW CW @ 632 nm, 100 mJ pulsed @ 1064 nm | 20 µW CW @ 632 nm, 2 mJ pulsed @ 1064 nm | [16 empty] | CW | single-shot | [113 empty] | -10 to 40 | [6 empty] | -10 to 50 | [6 empty] | <80%, non-condensing |  |  |  | <4 | <4 | [49 empty] | 3 Hz | [101 empty] | WaveMaster Wavelength Meter | [5 empty] | USB 2.0 | [13 empty] | https://www.coherent.com/measurement-control/measurement/laser-beam-diagnostics/wavemaster-wavelength-meter |  | 2017-09-01 | 0.005nm
882 | Silicon Detector 0.22 to 1.0 μm | Laser Beam Diagnostics | Laser Measurement |  | 33-2072-00 | [29 empty] | 100 to 240 VAC, 47 to 63 Hz, 40W maximum | [16 empty] | No | [21 empty] | UV, VIS | [60 empty] | Detector signal outpur, 0 to 13V maximum A/D contorl signal out, 1 to 5V pulse Trigger (syncs to drum rotation), 0 to 5V pulse | [238 empty] | ModeMaster PC Scan Head Modular Components | [15 empty] | Silicon Detector (0.22 - 1.0 µm) |  |  |  | https://www.coherent.com/measurement-control/measurement/laser-beam-diagnostics/modemaster-pc-scan-head-modular-Components |  | 2017-09-01
883 | Germanium Detector 0.8 to 1.8 μm | Laser Beam Diagnostics | Laser Measurement |  | 33-2080-000 | [29 empty] | 100 to 240 VAC, 47 to 63 Hz, 40W maximum | [16 empty] | No | [21 empty] | NIR | [60 empty] | Detector signal outpur, 0 to 13V maximum A/D contorl signal out, 1 to 5V pulse Trigger (syncs to drum rotation), 0 to 5V pulse | [238 empty] | ModeMaster PC Scan Head Modular Components | [15 empty] | Germanium Detector (0.8 - 1.8 µm) |  |  |  | https://www.coherent.com/measurement-control/measurement/laser-beam-diagnostics/modemaster-pc-scan-head-modular-Components |  | 2017-09-01
884 | High-Divergence Lens Kit | Laser Beam Diagnostics | Laser Measurement |  | 33-2114-000 | [29 empty] | 100 to 240 VAC, 47 to 63 Hz, 40W maximum | [16 empty] | No | [21 empty] | UV | [60 empty] | Detector signal outpur, 0 to 13V maximum A/D contorl signal out, 1 to 5V pulse Trigger (syncs to drum rotation), 0 to 5V pulse | [238 empty] | ModeMaster PC Scan Head Modular Components | [15 empty] | High-Divergence Lens Kit (UV-VIS-NIR Body Only) |  |  |  | https://www.coherent.com/measurement-control/measurement/laser-beam-diagnostics/modemaster-pc-scan-head-modular-Components |  | 2017-09-01
885 | High-Divergence Lens Kit | Laser Beam Diagnostics | Laser Measurement |  | 33-2122-000 | [29 empty] | 100 to 240 VAC, 47 to 63 Hz, 40W maximum | [16 empty] | No | [21 empty] | VIS,NIR | [60 empty] | Detector signal outpur, 0 to 13V maximum A/D contorl signal out, 1 to 5V pulse Trigger (syncs to drum rotation), 0 to 5V pulse | [238 empty] | ModeMaster PC Scan Head Modular Components | [15 empty] | High-Divergence Lens Kit (UV-VIS-NIR Body Only) |  |  |  | https://www.coherent.com/measurement-control/measurement/laser-beam-diagnostics/modemaster-pc-scan-head-modular-Components |  | 2017-09-01
886 | Low-Divergence Lens Kit | Laser Beam Diagnostics | Laser Measurement |  | 33-2130-000 | [29 empty] | 100 to 240 VAC, 47 to 63 Hz, 40W maximum | [16 empty] | No | [21 empty] | UV | [60 empty] | Detector signal outpur, 0 to 13V maximum A/D contorl signal out, 1 to 5V pulse Trigger (syncs to drum rotation), 0 to 5V pulse | [238 empty] | ModeMaster PC Scan Head Modular Components | [15 empty] | Low-Divergence Lens Kit (UV-VIS-NIR Body Only) |  |  |  | https://www.coherent.com/measurement-control/measurement/laser-beam-diagnostics/modemaster-pc-scan-head-modular-Components |  | 2017-09-01
887 | Laser Power and Energy Meters | Laser Power and Energy Meters | Laser Measurement | [6 empty] | 300 | [41 empty] | No | [34 empty] | <10 | [290 empty] | Power, Energy | [15 empty] | https://www.coherent.com/measurement-control/main/laser-power-and-energy-meters |  | 2017-10-12
888 | LabMax-TOP | Laser Power and Energy Meters | Laser Measurement |  | 1104622 | [33 empty] | 10 | [12 empty] | No | [34 empty] | 10 sampling (1 every pulse) | [12 empty] | Internal and External (selectable) | [16 empty] | USB and RS-232 | [17 empty] | 0 to 1, 2, or 4 (selectable) |  | Up to 1000 Hz for pyroelectric; 10 Hz for thermopile and optical | [40 empty] | 229 x 152 x 53 | [5 empty] | 1.04 | [18 empty] | 5 to 40 | [6 empty] | -20 to 70 | [18 empty] | Toggle backlight on and off | Onboard context - sensitive help available from any screen |  |  |  | Turn knob to change settings; press knob to save settings |  | Main measure mode including statistics | Turn meter on and off | Set up meter parameters |  |  | Display measured values over a period of time and log data to file |  | View tuning features | Reset ambient offset for thermal and optical sensors | USB flash drive port, USB PC interface port, RS-232 PC interface port, DB-25 sensor port, power jack | Analog output, External trigger input | [24 empty] | 112 x 78 mm backlight graphic LCD, 480 x 320 pixels. Adjustable contrast and viewing angle |  | 3 or 4 digits pyroelectric; 3, 4, or 5 digits thermopile and optical (selectable) | [20 empty] | 4400 mAH rechargeable Li-ion pack | 90 to 260 VAC, 50/60 Hz | [7 empty] | 0.1 | [9 empty] | CE, RoHS, WEEE | [14 empty] | ±1 | [45 empty] | LabMax-TOP |  |  |  | Power, Energy | Yes | USB, RS-232 |  |  | Min., max., mean, range, std. dev., dose, stability; trending, tuning, beam position | Sensor dependent (reference sensor specifications) | 0.1% of full-scale | [8 empty] | https://www.coherent.com/measurement-control/measurement/laser-power-and-energy-meters/labmax-top |  | 2017-09-01 |  |  |  | ±1.0% ±2LSD | Meter accuracy + sensor accuracy | ±1.0%
889 | LabMax-Pro SSIM | Laser Power and Energy Meters | Laser Measurement |  | 1268881 | [34 empty] | 10000 | 10 | 10 | 10 | 20000 | 625000 |  |  | 90 to 260VAC, 50/60Hz |  |  |  | No | [47 empty] | Internal and External | [16 empty] | USB and RS-232 | [17 empty] | 0 to 1, 2, or 4.096 (selectable) | 1 | 19 | [40 empty] | 105 x 105 x 32 | [5 empty] | 0.3 | [18 empty] | 5 to 40 | [6 empty] | -20 to 70 | [12 empty] | Power switch, USB hi-speed port (mini B connector), Trigger output (SMB connector), Analog output (SMB connector), RS-232 port (DB-9F connector) | [22 empty] | DB-25 sensor port, External trigger input (SMB connector, 3 to 5 Vin, 2 to 10 mA, 50 ohm AC, 300 DC impedance), Power jack (12VDC - center positive) | [11 empty] | ±1 |  | CE, RoHS, WEEE | [60 empty] | PM Model Thermopile; PowerMax-Pro; LM Model Thermopile, OP-2 & LM-2 Optical, DB-25 EnergyMax pyroelectric | [6 empty] | ±1 | [45 empty] | LabMax-Pro SSIM |  |  |  | Power | No | USB, RS-232 |  |  | Trending, tuning, histogram, data logging, statistics (min., max., mean, range, std. dev., dose, stability), pulse shape and pulse energy (with PowerMax-Pro in High Speed and Snapshot mode), long pulse Joules with thermopiles, beam position with LM Model thermopiles | Sensor dependent (reference sensor specifications) | At 10Hz speed: 0.1, At 20 KHz high speed: 0.2 | [8 empty] | https://www.coherent.com/measurement-control/measurement/laser-power-and-energy-meters/labmax-pro-ssim |  | 2017-09-01 |  |  |  | ±1 | Meter + Sensor | ±1
890 | LabMaxTOP with GPIB | Laser Power and Energy Meters | Laser Measurement |  | 1104620 | [33 empty] | 10 | [12 empty] | No | [34 empty] | 10 sampling (1 every pulse) | [12 empty] | Internal and External (selectable) | [16 empty] | GPIB, USB, and RS-232 | [17 empty] | 0 to 1, 2, or 4 (selectable) |  | Up to 1000 Hz for pyroelectric; 10 Hz for thermopile and optical | [40 empty] | 229 x 152 x 53 | [5 empty] | 1.04 | [18 empty] | 5 to 40 | [6 empty] | -20 to 70 | [18 empty] | Toggle backlight on and off | Onboard context - sensitive help available from any screen |  |  |  | Turn knob to change settings; press knob to save settings |  | Main measure mode including statistics | Turn meter on and off | Set up meter parameters |  |  | Display measured values over a period of time and log data to file |  | View tuning features | Reset ambient offset for thermal and optical sensors | USB flash drive port, USB PC interface port, RS-232 PC interface port, DB-25 sensor port, power jack | Analog output, External trigger input, GPIB PC interface port | [24 empty] | 112 x 78 mm backlight graphic LCD, 480 x 320 pixels. Adjustable contrast and viewing angle |  | 3 or 4 digits pyroelectric; 3, 4, or 5 digits thermopile and optical (selectable) | [20 empty] | 4400 mAH rechargeable Li-ion pack | 90 to 260 VAC, 50/60 Hz | [7 empty] | 0.1 | [9 empty] | CE, RoHS, WEEE | [14 empty] | ±1 | [45 empty] | LabMax-TOP with GPIB |  |  |  | Power | No | GPIB, USB, RS-232 |  |  | Min., max., mean, range, std. dev., dose, stability; trending, tuning, beam position | Sensor dependent (reference sensor specifications) | 0.1% of full-scale | [8 empty] | https://www.coherent.com/measurement-control/measurement/laser-power-and-energy-meters/labmax-top-with-gpib |  | 2017-09-01 |  |  |  | ±1.0% ±2LSD | Meter accuracy + sensor accuracy | ±1.0%
891 | LabMax-TO | Laser Power and Energy Meters | Laser Measurement |  | 1104619 | [33 empty] | 10 | [12 empty] | No | [34 empty] | 10 sampling (1 every pulse) | [29 empty] | USB and RS-232 | [17 empty] | 0 to 1, 2, or 4 (selectable) |  | 10 Hz | [40 empty] | 229 x 152 x 53 | [5 empty] | 1.04 | [18 empty] | 5 to 40 | [6 empty] | -20 to 70 | [18 empty] | Toggle backlight on and off | Onboard context - sensitive help available from any screen |  |  |  | Turn knob to change settings; press knob to save settings |  | Main measure mode including statistics | Turn meter on and off | Set up meter parameters |  |  | Display measured values over a period of time and log data to file |  | View tuning features | Reset ambient offset for thermal and optical sensors | USB flash drive port, USB PC interface port, RS-232 PC interface port, DB-25 sensor port, power jack | Analog output | [24 empty] | 112 x 78 mm backlight graphic LCD, 480 x 320 pixels. Adjustable contrast and viewing angle |  | 3, 4, or 5 digits (selectable) | [20 empty] | 4400 mAH rechargeable Li-ion pack | 90 to 260 VAC, 50/60 Hz | [7 empty] | 0.1 | [9 empty] | CE, RoHS, WEEE | [14 empty] | ±1 | [45 empty] | LabMax-TO |  |  |  | Power, Energy | Yes | USB, RS-232 |  |  | Min., max., mean, range, std. dev., dose, stability; trending, tuning, beam position | Sensor dependent (reference sensor specifications) | 0.1% of full-scale | [8 empty] | https://www.coherent.com/measurement-control/measurement/laser-power-and-energy-meters/labmax-to |  | 2017-09-01 |  |  |  | ±1.0% ±2LSD | Meter accuracy + sensor accuracy | ±1.0%
892 | FieldMaxII-TOP | Laser Power and Energy Meters | Laser Measurement |  | 1098580 |  |  |  |  | 300 | [28 empty] | 10 | [12 empty] | No | [34 empty] | 0.3 | [47 empty] | 0 to 1, 2, or 5 (selectable) | [42 empty] | 200 x 100 x 40 | [5 empty] | 0.5 | [18 empty] | 5 to 40 | [6 empty] | -20 to 70 | [13 empty] | J/cm2 (fluence), W/cm2 (power density) | Manually control range; Select Stats parameter; Select and change numerical values | Enter attenuation factor and engage attenuation | Engage auto-ranging with power sensors | Engage display averaging |  |  |  | Display repetition rate | Select joules or watts mode |  | Enter wavelength and engage wavelength compensation |  | Toggle power switch and backlight |  | Set and enter button/Takes local control of meter back from PC | Display statistics: mean, max., min., standard deviation |  | Select trigger level with enegy sensors |  | Reset ambient offset for thermal and optical sensors | Power jack, USB PC interface port, Analog output |  | DB-25 sensor port | [22 empty] | 100 time constant | 58 x 73 mm, fixed-segment LCD with backlight | [19 empty] | Power and energy |  | 2 to 20% of full-scale, selectable | Rechargeable NiMH battery pack | 100 to 240, 50/60 Hz | [17 empty] | CE, RoHS, WEEE | [14 empty] | ±1 | [45 empty] | FieldMax II-TOP |  |  |  | Power | Mean, max., min., standard deviation | USB 1.1 |  |  |  | Sensor dependent (reference sensor specifications) | 0.1% of full-scale | [8 empty] | https://www.coherent.com/measurement-control/measurement/laser-power-and-energy-meters/fieldmaxii-top |  | 2017-09-01 |  |  |  | ±1.0% ±2LSD | Meter accuracy + sensor accuracy | ±1.0%
893 | FieldMaxII-P | Laser Power and Energy Meters | Laser Measurement |  | 1098581 |  |  |  |  | 300 | [41 empty] | No | [34 empty] | 0.3 | [47 empty] | 0 to 1, 2, or 5 (selectable) | [42 empty] | 200 x 100 x 40 | [5 empty] | 0.5 | [18 empty] | 5 to 40 | [6 empty] | -20 to 70 | [13 empty] | J/cm2 (fluence) | Manually control range; Select Stats parameter; Select and change numerical values | Enter attenuation factor and engage attenuation |  | Engage display averaging |  |  |  | Display repetition rate |  |  | Enter wavelength and engage wavelength compensation |  | Toggle power switch and backlight |  | Set and enter button/Takes local control of meter back from PC | Display statistics: mean, max., min., standard deviation |  | Select trigger level with enegy sensors |  | Zero stats | Power jack, USB PC interface port, Analog output |  | DB-25 sensor port | [22 empty] | 100 time constant | 58 x 73 mm, fixed-segment LCD with backlight | [19 empty] | Energy |  | 2 to 20% of full-scale, selectable | Rechargeable NiMH battery pack | 100 to 240, 50/60 Hz | [17 empty] | CE, RoHS, WEEE | [14 empty] | ±1 | [45 empty] | FieldMax II-P |  |  |  | Power, Energy | Mean, max., min., standard deviation | USB 1.1 |  |  |  | Sensor dependent (reference sensor specifications) | 0.1% of full-scale | [8 empty] | https://www.coherent.com/measurement-control/measurement/laser-power-and-energy-meters/fieldmaxii-p |  | 2017-09-01 |  |  |  | ±1.0% ±2LSD | Meter accuracy + sensor accuracy | ±1.0%
894 | FieldMaxII To | Laser Power and Energy Meters | Laser Measurement |  | 1098579 |  |  |  |  | 99.9 | [28 empty] | 10 | [12 empty] | No | [82 empty] | 0 to 1, 2, or 5 (selectable) | [42 empty] | 200 x 100 x 40 | [5 empty] | 0.5 | [18 empty] | 5 to 40 | [6 empty] | -20 to 70 | [13 empty] | W/cm2 (power dennsity) | Manually control range; Select Stats parameter; Select and change numerical values | Enter attenuation factor and engage attenuation | Engage auto-ranging with power sensors | Engage display averaging |  |  | Holds displayed values on screen |  |  |  | Enter wavelength and engage wavelength compensation |  | Toggle power switch and backlight |  | Set and enter button/Takes local control of meter back from PC | Display statistics: mean, max., min., standard deviation |  |  |  | Reset ambient offset for thermal and optical sensors | Power jack, USB PC interface port, Analog output |  | DB-25 sensor port | [22 empty] | 100 time constant | 58 x 73 mm, fixed-segment LCD with backlight | [19 empty] | Power |  |  | Rechargeable NiMH battery pack | 100 to 240, 50/60 Hz | [17 empty] | CE, RoHS, WEEE | [14 empty] | ±1 | [45 empty] | FieldMax II-TO |  |  |  | Power | Mean, max., min., standard deviation | USB 1.1 |  |  |  | Sensor dependent (reference sensor specifications) | 0.1% of full-scale | [8 empty] | https://www.coherent.com/measurement-control/measurement/laser-power-and-energy-meters/fieldmaxii-to |  | 2017-09-01 |  |  |  | ±1.0% ±2LSD | Meter accuracy + sensor accuracy | ±1.0%
895 | FieldMate | Laser Power and Energy Meters | Laser Measurement |  | 1098297 |  |  |  |  | 10 | [41 empty] | No | [82 empty] | 0 to 2V |  | 20 times/sec. | [40 empty] | 168 x 24 x 20 | [5 empty] | 0.8 | [18 empty] | 5 to 40 | [6 empty] | -20 to 70 |  |  |  | 0 to 90% |  |  | 0 to 95% |  | -100 to 2000 | -100 to 4000 |  |  |  |  | Manually control range, Select and change numerical values |  | Engage auto-ranging | [7 empty] | Enter wavelength compensation |  | Toggle power | [6 empty] | Ambient offset | Power jack connector, analog output, DB-25 smart probe connector | [6 empty] | Tau = 80 ms (2 Hz) | 0 to 3, 60 divisions, and 0 to 10,100 divisions | [15 empty] | >=3 times/sec |  | 26 x 89 mm (1.02 x 3.5 in.), fixed-segment LCD | [23 empty] | Two 9V alkaline batteries, 90 to 260 VAC, 50/60 Hz | [5 empty] | 0.01 mW to 29.9 kW (thermopile), 1 nW to 99.9 mW (optical) | ±0.1% of full scale (thermopile and optical) | [71 empty] | FieldMate |  |  |  | Power | No | GPIB, USB, RS-232 | [13 empty] | https://www.coherent.com/measurement-control/measurement/laser-power-and-energy-meters/fieldmate |  | 2017-09-01 |  | ±3% | ±1% of reading ±2 LSD |  | Display unit + sensor accuracy | ±1.0%
896 | Laser Check | Laser Power and Energy Meters | Laser Measurement |  | 1098293 | [46 empty] | No | [321 empty] | LaserCheck |  |  |  | Power, Energy | Yes | USB, RS-232 | [13 empty] | https://www.coherent.com/measurement-control/measurement/laser-power-and-energy-meters/lasercheck |  | 2017-09-01
897 | S-1592 Android Mobile System Bundle | Laser Power and Energy Meters | Laser Measurement |  | 1313361 | [46 empty] | No | [321 empty] | LabMax Mobile App |  |  |  | Power, Energy | Yes | USB, RS-232 | [13 empty] | https://www.coherent.com/measurement-control/measurement/laser-power-and-energy-meters/labmax-pro-mobile-app |  | 2017-09-01
898 | S-1593 iOS Mobile System Bundle | Laser Power and Energy Meters | Laser Measurement |  | 1313363 | [46 empty] | No | [321 empty] | LabMax Mobile App |  |  |  | Power, Energy | Yes | USB, RS-232 | [13 empty] | https://www.coherent.com/measurement-control/measurement/laser-power-and-energy-meters/labmax-pro-mobile-app |  | 2017-09-01
899 | Sensors - Laser Power | Sensors - Laser Power | Laser Measurement |  |  |  |  | 4999990 | 10 | 5000000 | [41 empty] | Yes | Deep UV | 190 | 11000 | 10810 | [337 empty] | https://www.coherent.com/measurement-control/main/sensors-laser-power |  | 2017-10-12
900 | PM10 | Sensors - Laser Power | Laser Measurement |  | 1097901 |  |  |  |  | 10000 |  |  |  |  | 30 |  |  | 6 | [33 empty] | Yes | Visible | [7 empty] | 514 | [30 empty] | 0.6 | [41 empty] | 19 | [43 empty] | Ø 63 x 36 | [79 empty] | 1 | [6 empty] | Broadband | [50 empty] | 2 |  |  | Yes | [74 empty] | https://www.coherent.com/measurement-control/measurement/sensors-laser-power/air-cooled-thermopile-sensors-to-150w-rohs |  | 2017-09-01
901 | PM30 | Sensors - Laser Power | Laser Measurement |  | 1098314 |  |  |  |  | 30000 |  |  |  |  | 50 |  |  | 6 | [33 empty] | Yes | Visible | [7 empty] | 514 | [30 empty] | 0.6 | [41 empty] | 19 | [43 empty] | Ø 101 x 56 | [79 empty] | 1 | [6 empty] | Broadband | [50 empty] | 2 |  |  | Yes | [74 empty] | https://www.coherent.com/measurement-control/measurement/sensors-laser-power/air-cooled-thermopile-sensors-to-150w-rohs |  | 2017-09-01
902 | PM2 | Sensors - Laser Power | Laser Measurement |  | 1098329 |  |  |  |  | 5000 |  |  |  |  | 5 |  |  | 6 | [33 empty] | Yes | Visible | [7 empty] | 514 | [30 empty] | 0.6 | [41 empty] | 19 | [43 empty] | 46 x 51 x 10 | [79 empty] | 1 | [6 empty] | Broadband | [50 empty] | 2 |  |  | Yes | [74 empty] | https://www.coherent.com/measurement-control/measurement/sensors-laser-power/air-cooled-thermopile-sensors-to-150w-rohs |  | 2017-09-01
903 | PM150-50 | Sensors - Laser Power | Laser Measurement |  | 109398 |  |  |  |  | 150000 |  |  |  |  | 300 |  |  | 6 | [33 empty] | Yes | Visible | [7 empty] | 514 | [30 empty] | 0.6 | [41 empty] | 50 | [43 empty] | Ø 150 x 118 | [79 empty] | 1 | [6 empty] | Broadband | [50 empty] | 5 |  |  | Yes | [74 empty] | https://www.coherent.com/measurement-control/measurement/sensors-laser-power/air-cooled-thermopile-sensors-to-150w-rohs |  | 2017-09-01
904 | PM150 | Sensors - Laser Power | Laser Measurement |  | 1098407 |  |  |  |  | 150000 |  |  |  |  | 300 |  |  | 6 | [33 empty] | Yes | Visible | [7 empty] | 514 | [30 empty] | 0.6 | [41 empty] | 19 | [43 empty] | Ø 150 x 118 | [79 empty] | 1 | [6 empty] | Broadband | [50 empty] | 2 |  |  | Yes | [74 empty] | https://www.coherent.com/measurement-control/measurement/sensors-laser-power/air-cooled-thermopile-sensors-to-150w-rohs |  | 2017-09-01
905 | PM10X | Sensors - Laser Power | Laser Measurement |  | 1098423 |  |  |  |  | 10000 |  |  |  |  | 30 |  |  | 6 | [33 empty] | Yes | Visible | [7 empty] | 514 | [30 empty] | 0.6 | [41 empty] | 19 | [43 empty] | Ø 63 x 36 | [79 empty] | 1 | [6 empty] | UV | [50 empty] | 2 |  |  | Yes | [70 empty] | Optimized for excimer lasers |  |  |  | https://www.coherent.com/measurement-control/measurement/sensors-laser-power/air-cooled-thermopile-sensors-to-150w-rohs |  | 2017-09-01
906 | PM150X | Sensors - Laser Power | Laser Measurement |  | 1098455 |  |  |  |  | 150000 |  |  |  |  | 300 |  |  | 6 | [33 empty] | Yes | Visible | [7 empty] | 514 | [30 empty] | 0.6 | [41 empty] | 50 | [43 empty] | Ø 150 x 118 | [79 empty] | 1 | [6 empty] | UV | [50 empty] | 5 |  |  | Yes | [70 empty] | Optimized for excimer lasers |  |  |  | https://www.coherent.com/measurement-control/measurement/sensors-laser-power/air-cooled-thermopile-sensors-to-150w-rohs |  | 2017-09-01
907 | PM2X | Sensors - Laser Power | Laser Measurement |  | 1098457 |  |  |  |  | 2000 |  |  |  |  | 3 |  |  | 6 | [33 empty] | Yes | Visible | [7 empty] | 514 | [30 empty] | 0.6 | [41 empty] | 19 | [43 empty] | 46 x 51 x 10 | [79 empty] | 1 | [6 empty] | UV | [50 empty] | 2 |  |  | Yes | [70 empty] | Optimized for excimer lasers |  |  |  | https://www.coherent.com/measurement-control/measurement/sensors-laser-power/air-cooled-thermopile-sensors-to-150w-rohs |  | 2017-09-01
908 | PM100-19C | Sensors - Laser Power | Laser Measurement |  | 1098483 |  |  |  |  | 100000 |  |  |  |  | 100 |  |  | 6 | [33 empty] | Yes | Visible | [7 empty] | 514 | [30 empty] | 0.6 | [41 empty] | 19 | [43 empty] | 89 x 89 x 32 | [79 empty] | 1 | [6 empty] | Broadband | [50 empty] | 2 |  |  | Yes | [70 empty] | For intermittent use only |  |  |  | https://www.coherent.com/measurement-control/measurement/sensors-laser-power/air-cooled-thermopile-sensors-to-150w-rohs |  | 2017-09-01
909 | PM30X | Sensors - Laser Power | Laser Measurement |  | 1098498 |  |  |  |  | 50000 |  |  |  |  | 50 |  |  | 6 | [33 empty] | Yes | Visible | [7 empty] | 514 | [30 empty] | 0.6 | [41 empty] | 19 | [43 empty] | Ø 101 x 56 | [79 empty] | 1 | [6 empty] | UV | [50 empty] | 2 |  |  | Yes | [74 empty] | https://www.coherent.com/measurement-control/measurement/sensors-laser-power/air-cooled-thermopile-sensors-to-150w-rohs |  | 2017-09-01
910 | PM300F-50 | Sensors - Laser Power | Laser Measurement |  | 1098417 |  |  |  |  | 300000 | [27 empty] | 0.1 | [13 empty] | Yes | Deep UV | 190 | 11000 | 10810 |  |  |  |  | 514 | [72 empty] | 50 | [43 empty] | 127 x 127 x 127 | [79 empty] | 1 | [6 empty] | Broadband | [128 empty] | https://www.coherent.com/measurement-control/measurement/sensors-laser-power/fan-cooled-thermopile-sensors-to-300w-rohs |  | 2017-09-01
911 | PM200F-50 | Sensors - Laser Power | Laser Measurement |  | 1098472 |  |  |  |  | 200000 | [27 empty] | 0.1 | [13 empty] | Yes | Deep UV | 190 | 11000 | 10810 |  |  |  |  | 514 | [72 empty] | 50 | [43 empty] | 102 x 102 x 114 | [79 empty] | 1 | [6 empty] | Broadband | [128 empty] | https://www.coherent.com/measurement-control/measurement/sensors-laser-power/fan-cooled-thermopile-sensors-to-300w-rohs |  | 2017-09-01
912 | PM200F-19 | Sensors - Laser Power | Laser Measurement |  | 1098480 |  |  |  |  | 200000 | [27 empty] | 0.1 | [13 empty] | Yes | Deep UV | 190 | 11000 | 10810 |  |  |  |  | 514 | [72 empty] | 19 | [43 empty] | 102 x 102 x 114 | [79 empty] | 1 | [6 empty] | Broadband | [128 empty] | https://www.coherent.com/measurement-control/measurement/sensors-laser-power/fan-cooled-thermopile-sensors-to-300w-rohs |  | 2017-09-01
913 | PM300F-50X | Sensors - Laser Power | Laser Measurement |  | 1098481 |  |  |  |  | 300000 | [27 empty] | 0.1 | [13 empty] | Yes | Deep UV | 150 | 1000 | 850 |  |  |  |  | 514 | [72 empty] | 50 | [43 empty] | 127 x 127 x 127 | [79 empty] | 1 | [6 empty] | UV | [128 empty] | https://www.coherent.com/measurement-control/measurement/sensors-laser-power/fan-cooled-thermopile-sensors-to-300w-rohs |  | 2017-09-01
914 | PM300F-19 | Sensors - Laser Power | Laser Measurement |  | 1098509 |  |  |  |  | 300000 | [27 empty] | 0.1 | [13 empty] | Yes | Deep UV | 190 | 11000 | 10810 |  |  |  |  | 514 | [72 empty] | 19 | [43 empty] | 127 x 127 x 127 | [79 empty] | 1 | [6 empty] | Broadband | [128 empty] | https://www.coherent.com/measurement-control/measurement/sensors-laser-power/fan-cooled-thermopile-sensors-to-300w-rohs |  | 2017-09-01
915 | PM200F-50X | Sensors - Laser Power | Laser Measurement |  | 1113493 |  |  |  |  | 200000 | [27 empty] | 0.1 | [13 empty] | Yes | Deep UV | 150 | 1000 | 850 |  |  |  |  | 514 | [72 empty] | 50 | [43 empty] | 102 x 102 x 114 | [79 empty] | 1 | [6 empty] | UV | [128 empty] | https://www.coherent.com/measurement-control/measurement/sensors-laser-power/fan-cooled-thermopile-sensors-to-300w-rohs |  | 2017-09-01
916 | PM1K | Sensors - Laser Power | Laser Measurement |  | 1098392 |  |  |  |  | 1000000 | [7 empty] | See Apps Note | [33 empty] | Yes | Deep UV | 190 | 11000 | 10810 |  |  |  |  | 1064 | [30 empty] | 0.6 | [41 empty] | 50 | [43 empty] | Ø 120 x 59 | [79 empty] | 3 | [6 empty] | Broadband | [53 empty] | Yes | [54 empty] | High Power Water-Cooled Thermopile Sensors to 5kW (RoHS) | [19 empty] | https://www.coherent.com/measurement-control/measurement/sensors-laser-power/high-power-water-cooled-thermopile-sensors-to-5kw-rohs |  | 2017-09-01
917 | PM5K | Sensors - Laser Power | Laser Measurement |  | 1098454 |  |  |  |  | 5000000 | [7 empty] | See Apps Note | [33 empty] | Yes | Deep UV | 190 | 11000 | 10810 |  |  |  |  | 1064 | [30 empty] | 0.6 | [41 empty] | 50 | [43 empty] | Ø 120 x 59 | [79 empty] | 3 | [6 empty] | Broadband | [53 empty] | Yes | [54 empty] | High Power Water-Cooled Thermopile Sensors to 5kW (RoHS) | [19 empty] | https://www.coherent.com/measurement-control/measurement/sensors-laser-power/high-power-water-cooled-thermopile-sensors-to-5kw-rohs |  | 2017-09-01
918 | PM3K | Sensors - Laser Power | Laser Measurement |  | 1098462 |  |  |  |  | 3000000 | [7 empty] | See Apps Note | [33 empty] | Yes | Deep UV | 190 | 11000 | 10810 |  |  |  |  | 1064 | [30 empty] | 0.6 | [41 empty] | 50 | [43 empty] | Ø 120 x 59 | [79 empty] | 3 | [6 empty] | Broadband | [53 empty] | Yes | [54 empty] | High Power Water-Cooled Thermopile Sensors to 5kW (RoHS) | [19 empty] | https://www.coherent.com/measurement-control/measurement/sensors-laser-power/high-power-water-cooled-thermopile-sensors-to-5kw-rohs |  | 2017-09-01
919 | PM300 | Sensors - Laser Power | Laser Measurement |  | 1141474 |  |  |  |  | 300000 | [7 empty] | See Apps Note | [33 empty] | Yes | Deep UV | 190 | 11000 | 10810 |  |  |  |  | 514 | [30 empty] | 0.6 | [41 empty] | 19 | [43 empty] | Ø 76 x 56 | [79 empty] | 1 | [6 empty] | Broadband | [53 empty] | Yes | [54 empty] | High Power Water-Cooled Thermopile Sensors to 5kW (RoHS) | [19 empty] | https://www.coherent.com/measurement-control/measurement/sensors-laser-power/high-power-water-cooled-thermopile-sensors-to-5kw-rohs |  | 2017-09-01
920 | LM-2 VIS | Sensors - Laser Power | Laser Measurement |  | 1098298 |  |  |  |  | 50 | [7 empty] | 1 | [19 empty] | 1e-09 | [13 empty] | Yes | Violet | 400 | 1060 | 660 | [77 empty] | 7.9 | [43 empty] | Ø 29 x 19 | [79 empty] | 5 | [60 empty] | Yes | [54 empty] | High-Sensitivity Optical Sensors (RoHS) | [15 empty] | Silicon |  |  |  | https://www.coherent.com/measurement-control/measurement/sensors-laser-power/high-sensitivity-optical-sensors-rohs |  | 2017-09-01
921 | OP-2 VIS | Sensors - Laser Power | Laser Measurement |  | 1098313 |  |  |  |  | 50 | [7 empty] | 1 | [19 empty] | 1e-09 | [13 empty] | Yes | Violet | 400 | 1060 | 660 | [77 empty] | 7.9 | [43 empty] | Ø 29 x 19 | [79 empty] | 5 | [60 empty] | Yes | [54 empty] | High-Sensitivity Optical Sensors (RoHS) | [15 empty] | Silicon |  |  |  | https://www.coherent.com/measurement-control/measurement/sensors-laser-power/high-sensitivity-optical-sensors-rohs |  | 2017-09-01
922 | LM-2 IR | Sensors - Laser Power | Laser Measurement |  | 1098342 |  |  |  |  | 10 | [7 empty] | 0.5 | [19 empty] | 1e-09 | [13 empty] | Yes | Near IR | 800 | 1550 | 750 | [77 empty] | 5 | [43 empty] | Ø 29 x 19 | [79 empty] | 4.5 | [60 empty] | Yes | [54 empty] | High-Sensitivity Optical Sensors (RoHS) | [15 empty] | Germanium |  |  |  | https://www.coherent.com/measurement-control/measurement/sensors-laser-power/high-sensitivity-optical-sensors-rohs |  | 2017-09-01
923 | LM-2 UV | Sensors - Laser Power | Laser Measurement |  | 1098390 |  |  |  |  | 30 | [7 empty] | 0.3 | [19 empty] | 1e-09 | [13 empty] | Yes | Deep UV | 250 | 400 | 150 | [77 empty] | 6 | [43 empty] | Ø 29 x 19 | [79 empty] | 8 | [60 empty] | Yes | [54 empty] | High-Sensitivity Optical Sensors (RoHS) | [15 empty] | Silicon |  |  |  | https://www.coherent.com/measurement-control/measurement/sensors-laser-power/high-sensitivity-optical-sensors-rohs |  | 2017-09-01
924 | OP-2 UV | Sensors - Laser Power | Laser Measurement |  | 1098401 |  |  |  |  | 30 | [7 empty] | 0.3 | [19 empty] | 1e-09 | [13 empty] | Yes | Deep UV | 250 | 400 | 150 | [77 empty] | 6 | [43 empty] | Ø 29 x 19 | [79 empty] | 8 | [60 empty] | Yes | [54 empty] | High-Sensitivity Optical Sensors (RoHS) | [15 empty] | Silicon |  |  |  | https://www.coherent.com/measurement-control/measurement/sensors-laser-power/high-sensitivity-optical-sensors-rohs |  | 2017-09-01
925 | OP-2 IR | Sensors - Laser Power | Laser Measurement |  | 1098416 |  |  |  |  | 10 | [7 empty] | 0.5 | [19 empty] | 1e-09 | [13 empty] | Yes | Near IR | 800 | 1800 | 1000 | [77 empty] | 5 | [43 empty] | Ø 29 x 19 | [79 empty] | 4.5 | [60 empty] | Yes | [54 empty] | High-Sensitivity Optical Sensors (RoHS) | [15 empty] | Germanium |  |  |  | https://www.coherent.com/measurement-control/measurement/sensors-laser-power/high-sensitivity-optical-sensors-rohs |  | 2017-09-01
926 | PM3 | Sensors - Laser Power | Laser Measurement |  | 1098336 |  |  |  |  | 2000 | [7 empty] | 0.5 | [19 empty] | 5e-05 | [13 empty] | Yes | Deep UV | 300 | 11000 | 10700 |  |  |  |  | 514 | [30 empty] | 0.05 | [41 empty] | 19 | [43 empty] | Ø 63 x 36 | [79 empty] | 1 | [6 empty] | Black | [50 empty] | 2 |  |  | Yes | [54 empty] | High-Sensitivity Thermopile Sensors to 2W (RoHS) | [19 empty] | https://www.coherent.com/measurement-control/measurement/sensors-laser-power/high-sensitivity-thermopile-sensors-to-2w-rohs |  | 2017-09-01
927 | PS19Q | Sensors - Laser Power | Laser Measurement |  | 1098341 |  |  |  |  | 1000 | [7 empty] | 0.5 | [19 empty] | 1e-05 | [13 empty] | Yes | Deep UV | 300 | 2000 | 1700 |  |  |  |  | 514 | [30 empty] | 0.05 | [41 empty] | 19 | [43 empty] | Ø 84 x 49 | [79 empty] | 1 | [6 empty] | Black | [50 empty] | 2 |  |  | Yes | [54 empty] | High-Sensitivity Thermopile Sensors to 2W (RoHS) | [19 empty] | https://www.coherent.com/measurement-control/measurement/sensors-laser-power/high-sensitivity-thermopile-sensors-to-2w-rohs |  | 2017-09-01
928 | PS10 | Sensors - Laser Power | Laser Measurement |  | 1098350 |  |  |  |  | 1000 | [7 empty] | 0.5 | [19 empty] | 1e-05 | [13 empty] | Yes | Deep UV | 300 | 11000 | 10700 |  |  |  |  | 514 | [30 empty] | 0.05 | [41 empty] | 10 | [43 empty] | Ø 84 x 49 | [79 empty] | 1 | [6 empty] | Black | [50 empty] | 2 |  |  | Yes | [54 empty] | High-Sensitivity Thermopile Sensors to 2W (RoHS) | [19 empty] | https://www.coherent.com/measurement-control/measurement/sensors-laser-power/high-sensitivity-thermopile-sensors-to-2w-rohs |  | 2017-09-01
929 | PS10Q | Sensors - Laser Power | Laser Measurement |  | 1098400 |  |  |  |  | 1000 | [7 empty] | 0.5 | [19 empty] | 1e-05 | [13 empty] | Yes | Deep UV | 300 | 2000 | 1700 |  |  |  |  | 514 | [30 empty] | 0.05 | [41 empty] | 10 | [43 empty] | Ø 84 x 49 | [79 empty] | 1 | [6 empty] | Black | [50 empty] | 2 |  |  | Yes | [54 empty] | High-Sensitivity Thermopile Sensors to 2W (RoHS) | [19 empty] | https://www.coherent.com/measurement-control/measurement/sensors-laser-power/high-sensitivity-thermopile-sensors-to-2w-rohs |  | 2017-09-01
930 | PS19Q | Sensors - Laser Power | Laser Measurement |  | 1098413 |  |  |  |  | 1000 | [7 empty] | 0.5 | [19 empty] | 1e-05 | [13 empty] | Yes | Deep UV | 300 | 11000 | 10700 |  |  |  |  | 514 | [30 empty] | 0.05 | [41 empty] | 19 | [43 empty] | Ø 84 x 49 | [79 empty] | 1 | [6 empty] | Black | [50 empty] | 2 |  |  | Yes | [54 empty] | High-Sensitivity Thermopile Sensors to 2W (RoHS) | [19 empty] | https://www.coherent.com/measurement-control/measurement/sensors-laser-power/high-sensitivity-thermopile-sensors-to-2w-rohs |  | 2017-09-01
931 | PM3Q | Sensors - Laser Power | Laser Measurement |  | 1098419 |  |  |  |  | 2000 | [7 empty] | 0.5 | [19 empty] | 5e-05 | [13 empty] | Yes | Deep UV | 300 | 2000 | 1700 |  |  |  |  | 514 | [30 empty] | 0.05 | [41 empty] | 10 | [43 empty] | Ø 63 x 36 | [79 empty] | 1 | [6 empty] | Black | [50 empty] | 2 |  |  | Yes | [54 empty] | High-Sensitivity Thermopile Sensors to 2W (RoHS) | [19 empty] | https://www.coherent.com/measurement-control/measurement/sensors-laser-power/high-sensitivity-thermopile-sensors-to-2w-rohs |  | 2017-09-01
932 | PM5K-100 | Sensors - Laser Power | Laser Measurement |  | 1098461 |  |  |  |  | 5000000 |  |  |  |  | 7500 |  |  | See Apps Note | [19 empty] | 1 | [13 empty] | Yes | Deep UV | 190 | 11000 | 10810 |  |  |  |  | 1064 | [30 empty] | 0.6 | [41 empty] | 100 | [43 empty] | Ø 170 x 59 | [79 empty] | 3 | [6 empty] | Broadband | [53 empty] | Yes | [54 empty] | Large-Area High-Power Water-Cooled Thermopile Sensors to 5kW (RoHS) | [19 empty] | https://www.coherent.com/measurement-control/measurement/sensors-laser-power/large-area-high-power-water-cooled-thermopile-sensors-to-5kw-rohs |  | 2017-09-01
933 | PM1K-100 | Sensors - Laser Power | Laser Measurement |  | 1098490 |  |  |  |  | 1000000 |  |  |  |  | 1500 |  |  | See Apps Note | [19 empty] | 1 | [13 empty] | Yes | Deep UV | 190 | 11000 | 10810 |  |  |  |  | 1064 | [30 empty] | 0.6 | [41 empty] | 100 | [43 empty] | Ø 170 x 59 | [79 empty] | 3 | [6 empty] | Broadband | [53 empty] | Yes | [54 empty] | Large-Area High-Power Water-Cooled Thermopile Sensors to 5kW (RoHS) | [19 empty] | https://www.coherent.com/measurement-control/measurement/sensors-laser-power/large-area-high-power-water-cooled-thermopile-sensors-to-5kw-rohs |  | 2017-09-01
934 | PM5K-200 | Sensors - Laser Power | Laser Measurement |  | 1098505 |  |  |  |  | 5000000 |  |  |  |  | 7500 |  |  | See Apps Note | [19 empty] | 1 | [13 empty] | Yes | Deep UV | 190 | 11000 | 10810 |  |  |  |  | 1064 | [30 empty] | 0.6 | [41 empty] | 200 | [43 empty] | Ø 283 x 59 | [79 empty] | 3 | [6 empty] | Broadband | [53 empty] | Yes | [54 empty] | Large-Area High-Power Water-Cooled Thermopile Sensors to 5kW (RoHS) | [19 empty] | https://www.coherent.com/measurement-control/measurement/sensors-laser-power/large-area-high-power-water-cooled-thermopile-sensors-to-5kw-rohs |  | 2017-09-01
935 | PM3K-100 | Sensors - Laser Power | Laser Measurement |  | 1098506 |  |  |  |  | 3000000 |  |  |  |  | 4000 |  |  | See Apps Note | [19 empty] | 1 | [13 empty] | Yes | Deep UV | 190 | 11000 | 10810 |  |  |  |  | 1064 | [30 empty] | 0.6 | [41 empty] | 100 | [43 empty] | Ø 170 x 59 | [79 empty] | 3 | [6 empty] | Broadband | [53 empty] | Yes | [54 empty] | Large-Area High-Power Water-Cooled Thermopile Sensors to 5kW (RoHS) | [19 empty] | https://www.coherent.com/measurement-control/measurement/sensors-laser-power/large-area-high-power-water-cooled-thermopile-sensors-to-5kw-rohs |  | 2017-09-01
936 | PM150-19B | Sensors - Laser Power | Laser Measurement |  | 1098321 | [12 empty] | 26 |  |  |  | 20 |  | 150 | [27 empty] | Yes | Deep UV | 190 | 11000 | 10810 |  |  |  |  | 514 | [30 empty] | 0.6 | [41 empty] | 19 | [43 empty] | 51 x 51 x 30 | [79 empty] | 1 | [6 empty] | Broadband | [53 empty] | Yes | [54 empty] | Off-the-shelf OEM Power Sensors (RoHS) | [15 empty] | OEM-style, BNC connector |  |  |  | https://www.coherent.com/measurement-control/measurement/sensors-laser-power/off-the-shelf-oem-power-sensors-rohs |  | 2017-09-01
937 | PM1K-36B | Sensors - Laser Power | Laser Measurement |  | 1098333 | [12 empty] | 26 |  |  |  | 40 |  | 1000 | [27 empty] | Yes | Deep UV | 190 | 11000 | 10810 |  |  |  |  | 1064 | [30 empty] | 0.6 | [41 empty] | 36 | [43 empty] | 83 x 83 x 22 | [79 empty] | 5 | [6 empty] | Broadband | [53 empty] | Yes | [54 empty] | Off-the-shelf OEM Power Sensors (RoHS) | [15 empty] | OEM-style, BNC connector |  |  |  | https://www.coherent.com/measurement-control/measurement/sensors-laser-power/off-the-shelf-oem-power-sensors-rohs |  | 2017-09-01
938 | PM10-19A | Sensors - Laser Power | Laser Measurement |  | 1098334 | [12 empty] | 26 |  |  |  | 5 |  | 10 | [27 empty] | Yes | Deep UV | 190 | 11000 | 10810 |  |  |  |  | 514 | [30 empty] | 0.6 | [41 empty] | 19 | [43 empty] | 51 x 51 x 38 | [79 empty] | 1 | [6 empty] | Broadband | [53 empty] | Yes | [54 empty] | Off-the-shelf OEM Power Sensors (RoHS) | [15 empty] | OEM-style, amplified, 4-pin connector |  |  |  | https://www.coherent.com/measurement-control/measurement/sensors-laser-power/off-the-shelf-oem-power-sensors-rohs |  | 2017-09-01
939 | PM10-19B | Sensors - Laser Power | Laser Measurement |  | 1098343 | [12 empty] | 26 |  |  |  | 5 |  | 10 | [27 empty] | Yes | Deep UV | 190 | 11000 | 10810 |  |  |  |  | 514 | [30 empty] | 0.6 | [41 empty] | 19 | [43 empty] | 51 x 51 x 30 | [79 empty] | 1 | [6 empty] | Broadband | [53 empty] | Yes | [54 empty] | Off-the-shelf OEM Power Sensors (RoHS) | [15 empty] | OEM-style, BNC connector |  |  |  | https://www.coherent.com/measurement-control/measurement/sensors-laser-power/off-the-shelf-oem-power-sensors-rohs |  | 2017-09-01
940 | PM150-50B | Sensors - Laser Power | Laser Measurement |  | 1098415 | [12 empty] | 26 |  |  |  | 80 |  | 150 | [27 empty] | Yes | Deep UV | 190 | 11000 | 10810 |  |  |  |  | 514 | [30 empty] | 0.6 | [41 empty] | 50 | [43 empty] | 89 x 89 x 32 | [79 empty] | 1 | [6 empty] | Broadband | [53 empty] | Yes | [54 empty] | Off-the-shelf OEM Power Sensors (RoHS) | [15 empty] | OEM-style, BNC connector |  |  |  | https://www.coherent.com/measurement-control/measurement/sensors-laser-power/off-the-shelf-oem-power-sensors-rohs |  | 2017-09-01
941 | PM150-19A | Sensors - Laser Power | Laser Measurement |  | 1098418 | [12 empty] | 26 |  |  |  | 20 |  | 150 | [27 empty] | Yes | Deep UV | 190 | 11000 | 10810 |  |  |  |  | 514 | [30 empty] | 0.6 | [41 empty] | 19 | [43 empty] | 51 x 51 x 38 | [79 empty] | 1 | [6 empty] | Broadband | [53 empty] | Yes | [54 empty] | Off-the-shelf OEM Power Sensors (RoHS) | [15 empty] | OEM-style, amplified, 4-pin connector |  |  |  | https://www.coherent.com/measurement-control/measurement/sensors-laser-power/off-the-shelf-oem-power-sensors-rohs |  | 2017-09-01
942 | BeamFinder | Sensors - Laser Power | Laser Measurement |  | 1098427 | [12 empty] | 2.5 | [33 empty] | Yes | Deep UV | 300 | 10600 | 10300 |  |  |  |  | 10600 | [30 empty] | 1.1 | [41 empty] | 35 | [43 empty] | 84 x 84 x 25 | [79 empty] | 5 | [6 empty] | H | [53 empty] | Yes | [54 empty] | Off-the-shelf OEM Power Sensors (RoHS) | [15 empty] | Position sensing |  |  |  | https://www.coherent.com/measurement-control/measurement/sensors-laser-power/off-the-shelf-oem-power-sensors-rohs |  | 2017-09-01
943 | PM150-50XB | Sensors - Laser Power | Laser Measurement |  | 1098441 | [12 empty] | 26 |  |  |  | 80 |  | 150 | [27 empty] | Yes | Deep UV | 150 | 1000 | 850 |  |  |  |  | 514 | [30 empty] | 0.6 | [41 empty] | 50 | [43 empty] | 89 x 89 x 32 | [79 empty] | 1 | [6 empty] | UV | [53 empty] | Yes | [54 empty] | Off-the-shelf OEM Power Sensors (RoHS) | [15 empty] | OEM-style, BNC connector, optimized for excimer lasers |  |  |  | https://www.coherent.com/measurement-control/measurement/sensors-laser-power/off-the-shelf-oem-power-sensors-rohs |  | 2017-09-01
944 | PM150-50A | Sensors - Laser Power | Laser Measurement |  | 1098510 | [12 empty] | 26 |  |  |  | 80 |  | 150 | [27 empty] | Yes | Deep UV | 190 | 11000 | 10810 |  |  |  |  | 514 | [30 empty] | 0.6 | [41 empty] | 50 | [43 empty] | 89 x 89 x 38 | [79 empty] | 1 | [6 empty] | Broadband | [53 empty] | Yes | [54 empty] | Off-the-shelf OEM Power Sensors (RoHS) | [15 empty] | OEM-style, amplified, 4-pin connector |  |  |  | https://www.coherent.com/measurement-control/measurement/sensors-laser-power/off-the-shelf-oem-power-sensors-rohs |  | 2017-09-01
945 | PM10V1 | Sensors - Laser Power | Laser Measurement |  | 1098338 |  |  |  |  | 10000 | [27 empty] | 0.001 | [13 empty] | Yes | Deep UV | 250 | 300 | 50 |  |  |  |  | 514 | [116 empty] | Ø 63 x 36 | [79 empty] | 1 | [60 empty] | Yes | [54 empty] | Off-the-shelf OEM Power Sensors (RoHS) | [19 empty] | https://www.coherent.com/measurement-control/measurement/sensors-laser-power/high-peak-power-thermopile-sensors-rohs |  | 2017-09-01
946 | PM30V1 | Sensors - Laser Power | Laser Measurement |  | 1098429 |  |  |  |  | 30000 | [27 empty] | 0.01 | [13 empty] | Yes | Deep UV | 250 | 300 | 50 |  |  |  |  | 514 | [116 empty] | Ø 101 x 56 | [79 empty] | 1 | [60 empty] | Yes | [54 empty] | Off-the-shelf OEM Power Sensors (RoHS) | [19 empty] | https://www.coherent.com/measurement-control/measurement/sensors-laser-power/high-peak-power-thermopile-sensors-rohs |  | 2017-09-01
947 | LM-10 HTD | Sensors - Laser Power | Laser Measurement |  | 1098304 |  |  |  |  | 10000 | [7 empty] | 6 | [19 empty] | 0.001 | [13 empty] | Yes | Deep UV | 250 | 10600 | 10350 |  |  |  |  | 10600 | [30 empty] | 1.75 | [41 empty] | 16 | [43 empty] | Ø 63 x 81 | [79 empty] | 2 | [6 empty] | HTD | [53 empty] | Yes | [54 empty] | Position Sensing Air-Cooled Thermopile Snesors to 200W (RoHS) | [19 empty] | https://www.coherent.com/measurement-control/measurement/sensors-laser-power/position-sensing-air-cooled-thermopile-sensors-to-200-w-rohs |  | 2017-09-01
948 | LM-45 HTD | Sensors - Laser Power | Laser Measurement |  | 1098320 |  |  |  |  | 45000 | [7 empty] | 6 | [19 empty] | 0.01 | [13 empty] | Yes | Deep UV | 250 | 10600 | 10350 |  |  |  |  | 10600 | [30 empty] | 1.75 | [41 empty] | 19 | [43 empty] | Ø 64 x 86 | [79 empty] | 2 | [6 empty] | HTD | [53 empty] | Yes | [54 empty] | Position Sensing Air-Cooled Thermopile Snesors to 200W (RoHS) | [19 empty] | https://www.coherent.com/measurement-control/measurement/sensors-laser-power/position-sensing-air-cooled-thermopile-sensors-to-200-w-rohs |  | 2017-09-01
949 | LM-3 HTD | Sensors - Laser Power | Laser Measurement |  | 1098328 |  |  |  |  | 3000 | [7 empty] | 6 | [19 empty] | 0.001 | [13 empty] | Yes | Deep UV | 250 | 10600 | 10350 |  |  |  |  | 10600 | [30 empty] | 1.75 | [41 empty] | 19 | [43 empty] | Ø 63 x 33 | [79 empty] | 2 | [6 empty] | HTD | [53 empty] | Yes | [54 empty] | Position Sensing Air-Cooled Thermopile Snesors to 200W (RoHS) | [19 empty] | https://www.coherent.com/measurement-control/measurement/sensors-laser-power/position-sensing-air-cooled-thermopile-sensors-to-200-w-rohs |  | 2017-09-01
950 | LM-100 HTD | Sensors - Laser Power | Laser Measurement |  | 1098346 |  |  |  |  | 100000 | [7 empty] | 6 | [19 empty] | 0.01 | [13 empty] | Yes | Deep UV | 250 | 10600 | 10350 |  |  |  |  | 10600 | [30 empty] | 1.75 | [41 empty] | 19 | [43 empty] | Ø 152 x 142 | [79 empty] | 2 | [6 empty] | HTD | [53 empty] | Yes | [54 empty] | Position Sensing Air-Cooled Thermopile Snesors to 200W (RoHS) | [19 empty] | https://www.coherent.com/measurement-control/measurement/sensors-laser-power/position-sensing-air-cooled-thermopile-sensors-to-200-w-rohs |  | 2017-09-01
951 | LM-150FS HTD | Sensors - Laser Power | Laser Measurement |  | 1098394 |  |  |  |  | 150000 | [7 empty] | 6 | [19 empty] | 0.01 | [13 empty] | Yes | Deep UV | 250 | 10600 | 10350 |  |  |  |  | 10600 | [30 empty] | 1.75 | [41 empty] | 19 | [43 empty] | Ø 63 x 81 | [79 empty] | 2 | [6 empty] | HTD | [53 empty] | Yes | [54 empty] | Position Sensing Air-Cooled Thermopile Snesors to 200W (RoHS) | [19 empty] | https://www.coherent.com/measurement-control/measurement/sensors-laser-power/position-sensing-air-cooled-thermopile-sensors-to-200-w-rohs |  | 2017-09-01
952 | LM-1000 | Sensors - Laser Power | Laser Measurement |  | 1098409 |  |  |  |  | 1000000 | [7 empty] | 2.5 | [19 empty] | 1 | [13 empty] | Yes | Deep UV | 250 | 10600 | 10350 |  |  |  |  | 10600 | [30 empty] | 1.1 | [41 empty] | 38 | [43 empty] | 97 x 97 x 69 | [79 empty] | 5 | [6 empty] | H | [21 empty] | 45 | 0.18 | 0.25 | [29 empty] | Yes | [54 empty] | Position Sensing Water-Cooled Themopile Sensors to 5 kW (RoHS) | [19 empty] | https://www.coherent.com/measurement-control/measurement/sensors-laser-power/position-sensing-water-cooled-thermopile-sensors-to-5-kw-rohs |  | 2017-09-01
953 | LM-5000 | Sensors - Laser Power | Laser Measurement |  | 1098421 |  |  |  |  | 5000000 | [7 empty] | 2.5 | [19 empty] | 1 | [13 empty] | Yes | Deep UV | 250 | 10600 | 10350 |  |  |  |  | 10600 | [30 empty] | 1.1 | [41 empty] | 55 | [43 empty] | 122 x 122 x 69 | [79 empty] | 5 | [6 empty] | H | [21 empty] | 95 | 0.34 | 1 | [29 empty] | Yes | [54 empty] | Position Sensing Water-Cooled Themopile Sensors to 5 kW (RoHS) | [19 empty] | https://www.coherent.com/measurement-control/measurement/sensors-laser-power/position-sensing-water-cooled-thermopile-sensors-to-5-kw-rohs |  | 2017-09-01
954 | LM-2500 | Sensors - Laser Power | Laser Measurement |  | 1098437 |  |  |  |  | 2500000 | [7 empty] | 2.5 | [19 empty] | 1 | [13 empty] | Yes | Deep UV | 250 | 10600 | 10350 |  |  |  |  | 10600 | [30 empty] | 1.1 | [41 empty] | 55 | [43 empty] | 122 x 122 x 69 | [79 empty] | 5 | [6 empty] | H | [21 empty] | 95 | 0.34 | 1 | [29 empty] | Yes | [54 empty] | Position Sensing Water-Cooled Themopile Sensors to 5 kW (RoHS) | [19 empty] | https://www.coherent.com/measurement-control/measurement/sensors-laser-power/position-sensing-water-cooled-thermopile-sensors-to-5-kw-rohs |  | 2017-09-01
955 | PM10-19C | Sensors - Laser Power | Laser Measurement |  | 1098397 | [16 empty] | 5 |  | 10 | [27 empty] | Yes | Deep UV | 190 | 11000 | 10810 |  |  |  |  | 514 | [72 empty] | 19 | [43 empty] | 51 x 51 x 30 | [79 empty] | 1 | [6 empty] | Broadband | [53 empty] | Yes | [54 empty] | Water-Cooled Thermopile Sensors to 150W (RoHS) | [19 empty] | https://www.coherent.com/measurement-control/measurement/sensors-laser-power/water-cooled-thermopile-sensors-to-150w-rohs |  | 2017-09-01
956 | PM150-50C | Sensors - Laser Power | Laser Measurement |  | 1098412 | [16 empty] | 80 |  | 150 | [27 empty] | Yes | Deep UV | 190 | 11000 | 10810 |  |  |  |  | 514 | [72 empty] | 50 | [43 empty] | 89 x 89 x 32 | [79 empty] | 1 | [6 empty] | Broadband | [53 empty] | Yes | [54 empty] | Water-Cooled Thermopile Sensors to 150W (RoHS) | [19 empty] | https://www.coherent.com/measurement-control/measurement/sensors-laser-power/water-cooled-thermopile-sensors-to-150w-rohs |  | 2017-09-01
957 | PM150-50XC | Sensors - Laser Power | Laser Measurement |  | 1098443 | [16 empty] | 80 |  | 150 | [27 empty] | Yes | Deep UV | 150 | 1000 | 850 |  |  |  |  | 514 | [72 empty] | 50 | [43 empty] | 89 x 89 x 32 | [79 empty] | 1 | [6 empty] | Broadband | [53 empty] | Yes | [54 empty] | Water-Cooled Thermopile Sensors to 150W (RoHS) | [19 empty] | https://www.coherent.com/measurement-control/measurement/sensors-laser-power/water-cooled-thermopile-sensors-to-150w-rohs |  | 2017-09-01
958 | PM150-19C | Sensors - Laser Power | Laser Measurement |  | 1098444 | [16 empty] | 20 |  | 150 | [27 empty] | Yes | Deep UV | 190 | 11000 | 10810 |  |  |  |  | 514 | [72 empty] | 19 | [43 empty] | 51 x 51 x 30 | [79 empty] | 1 | [6 empty] | Broadband | [53 empty] | Yes | [54 empty] | Water-Cooled Thermopile Sensors to 150W (RoHS) | [19 empty] | https://www.coherent.com/measurement-control/measurement/sensors-laser-power/water-cooled-thermopile-sensors-to-150w-rohs |  | 2017-09-01
959 | PowerMax-Pro Sensor | PowerMax-Pro Sensor | Laser Measurement | [48 empty] | Yes | Deep UV - Near IR | 350 | 11000 | 10650 |  |  |  |  | 810 | [332 empty] | https://www.coherent.com/measurement-control/measurement/powermax-pro-sensor |  | 2017-10-12
960 | PowerMax-Pro 150F HD | PowerMax-Pro Sensor | Laser Measurement |  | 1266708 | [6 empty] | 100 to 150000 (air cooled) |  |  |  | 150 |  |  |  | 14 |  |  | 14 |  |  | 1 (Std Mode), 4 (High Speed), 9 (Snapshot) | [7 empty] | ±3 | [14 empty] | 0.17 |  |  | Yes | UV | 355 | 11000 | 10645 |  |  |  |  | 810 | [43 empty] | 700 (10 ns, 355 nm) | [10 empty] | DB25 | [17 empty] | 30 x 30 | [12 empty] | 2 (1 with up to 3% error) | [25 empty] | 2.5 | [18 empty] | Fan | [65 empty] | ±2 | [6 empty] | HD | [52 empty] | <10 | [5 empty] | ±5 | ±3 | [68 empty] | https://www.coherent.com/measurement-control/measurement/powermax-pro-sensor |  | 2017-09-01
961 | PowerMax-Pro 150 HD | PowerMax-Pro Sensor | Laser Measurement |  | 1266709 | [6 empty] | 100 to 150000 (water- cooled), 100 to 17000 (air-cooled) |  |  |  | 65 (air-cooled; <5 min) |  |  |  | 14 |  |  | 14 |  |  | 1 (Std Mode), 4 (High Speed), 9 (Snapshot) | [7 empty] | ±3 | [14 empty] | 0.17 |  |  | Yes | UV | 355 | 10600 | 10245 |  |  |  |  | 810 | [43 empty] | 700 (10 ns, 355 nm) | [10 empty] | DB25 | [17 empty] | 30 x 30 | [12 empty] | 2 (1 with up to 3% error) | [25 empty] | 2.5 | [18 empty] | Water/Air (intermittent) | [65 empty] | ±2 | [6 empty] | HD | [52 empty] | <10 | [5 empty] | ±5 | ±3 | [68 empty] | https://www.coherent.com/measurement-control/measurement/powermax-pro-sensor |  | 2017-09-01
962 | PowerMax-Pro HP | PowerMax-Pro Sensor | Laser Measurement |  | 1286588 | [6 empty] | 1000 to 350000 (water-cooled), 1000 to 22000 (air-cooled) |  |  |  | 75 (air-cooled, <5 min) |  |  |  | 50 |  |  | 1.2 |  |  | <25 (Std. Mode), <1e+11 (High Speed Mode), <300 (Snapshot - Low Range), <1500 (Snapshot - High Range) | [7 empty] | ±2 (1W to 10 kW), 3 to 10 (10 to 15 kW) (see datasheet for beam size and pulse length dependencies) | [14 empty] | 15 (<10 msec bust), 1.5 (continuous) |  |  | Yes | Near IR | 700 | 10600 | 9900 |  |  |  |  | 810 | [43 empty] | 30000 (3 msec, 755 nm) | [10 empty] | DB25 | [17 empty] | 25 (diameter) | [12 empty] | Set by damage threshold specs | [25 empty] | 2.5 | [18 empty] | Water/Air (intermittent) | [65 empty] | ±2 | [6 empty] | HD | [52 empty] | <10 | [6 empty] | ±5 | [68 empty] | https://www.coherent.com/measurement-control/measurement/powermax-pro-sensor |  | 2017-09-01
963 | PowerMax-Pro 150F BB | PowerMax-Pro Sensor | Laser Measurement |  | 1323848 | [6 empty] | 100 to 150000 (air cooled) |  |  |  | 150 |  |  |  | 14 |  |  | 0.2 |  |  | <1 (Std. Mode), <4 (High Speed), <9 (Snapshot) | [7 empty] | ±3 | [14 empty] | 0.17 |  |  | Yes | Violet | 400 | 11000 | 10600 |  |  |  |  | 810 | [43 empty] | 33 (units?) (10 ns, 1064 nm) | [10 empty] | DB25 | [17 empty] | 30 x 30 | [12 empty] | 2 (1 with up to 3% error) | [25 empty] | 2.5 | [18 empty] | Fan | [72 empty] | BB | [52 empty] | <=50 | [5 empty] | ±5 | ±3
964 | PowerMax-Pro 150 BB | PowerMax-Pro Sensor | Laser Measurement |  | 1323849 | [6 empty] | 100 to 150000 (water- cooled), 100 to 17000 (air-cooled) |  |  |  | 65 (air-cooled; <5 min) |  |  |  | 14 |  |  | 0.2 |  |  | <1 (Std. Mode), <4 (High Speed), <9 (Snapshot) | [7 empty] | ±3 | [14 empty] | 0.17 |  |  | Yes | Violet | 400 | 11000 | 10600 |  |  |  |  | 810 | [43 empty] | 33 (units?) (10 ns, 1064 nm) | [10 empty] | DB25 | [17 empty] | 30 x 30 | [12 empty] | 2 (1 with up to 3% error) | [25 empty] | 2.5 | [18 empty] | Water/Air (intermittent) | [65 empty] | ±2 | [6 empty] | BB | [52 empty] | <=50 | [5 empty] | ±5 | ±3
965 | PowerMax-Pro 150 HD Nano | PowerMax-Pro Sensor | Laser Measurement |  | 1325549 | [6 empty] | 100 to 150000 (water- cooled), 100 to 17000 (air-cooled) |  |  |  | 65 (air-cooled; <5 min) |  |  |  | 14 |  |  | 0.2 |  |  | <1 (Std. Mode), <4 (High Speed), <9 (Snapshot) | [7 empty] | ±3 | [14 empty] | 200 (unit?) |  |  | Yes | Violet | 400 | 11000 | 10600 |  |  |  |  | 810 | [43 empty] | 33 (units?) (10 ns, 1064 nm) | [10 empty] | DB25 | [17 empty] | 30 x 30 | [12 empty] | 2 (1 with up to 3% error) | [25 empty] | 2.5 | [18 empty] | Water/Air (intermittent) | [72 empty] | HD | [52 empty] | <=350 | [5 empty] | ±5 | ±3
966 | PowerMax-Pro 150 BB Nano | PowerMax-Pro Sensor | Laser Measurement |  | 1325550 | [6 empty] | 100 to 150000 (water- cooled), 100 to 17000 (air-cooled) |  |  |  | 65 (air-cooled; <5 min) |  |  |  | 14 |  |  | 0.2 |  |  | <1 (Std. Mode), <4 (High Speed), <9 (Snapshot) | [7 empty] | ±3 | [14 empty] | 200 (unit?) |  |  | Yes | Violet | 400 | 11000 | 10600 |  |  |  |  | 810 | [43 empty] | 33 (units?) (10 ns, 1064 nm) | [10 empty] | DB25 | [17 empty] | 30 x 30 | [12 empty] | 2 (1 with up to 3% error) | [25 empty] | 2.5 | [18 empty] | Water/Air (intermittent) | [72 empty] | BB | [52 empty] | <=350 | [5 empty] | ±5 | ±3
967 | PowerMax-Pro 150F Nano | PowerMax-Pro Sensor | Laser Measurement |  | 1331019 | [6 empty] | 100 to 150000 (air cooled) |  |  |  | 150 |  |  |  | 14 |  |  | 0.2 |  |  | <1 (Std. Mode), <4 (High Speed), <9 (Snapshot) | [7 empty] | ±3 | [14 empty] | 200 (unit?) |  |  | Yes | Violet | 400 | 11000 | 10600 |  |  |  |  | 810 | [43 empty] | 33 (units?) (10 ns, 1064 nm) | [10 empty] | DB25 | [17 empty] | 30 x 30 | [12 empty] | 2 (1 with up to 3% error) | [25 empty] | 2.5 | [18 empty] | Fan | [72 empty] | HD | [52 empty] | <=350 | [5 empty] | ±5 | ±3
968 | PowerMax-Pro USB/RS Sensors | PowerMax-Pro USB/RS Sensors | Laser Measurement |  |  |  |  | 149800 | 200 | 150000 | [41 empty] | Yes | Deep UV | 355 | 1100 | 745 | [337 empty] | https://www.coherent.com/measurement-control/measurement/powermax-pro-usb-rs-sensors |  | 2017-10-12
969 | PowerMax-Pro USB/RS 150 HD | PowerMax-Pro USB/RS Sensors | Laser Measurement |  | USB: 1295921, RS-232: 1295923 |  |  | 149800 | 200 | 150000 | [5 empty] | 65 (air-cooled) |  |  |  | 14 |  |  | 0.2 (150W) |  |  |  | <4 | <8 | <16 |  |  |  | 200 | ±5 |  | 0.2 to 150 | 0.1 to 17 | [14 empty] | Yes | Deep UV | 355 | 1100 | 745 |  |  |  |  | 810 | [43 empty] | 33000 (10ns; 1064 nm) | [10 empty] | USB/RS-232 | [30 empty] | 2.0 (1.0 mm - up to 3% error) | [25 empty] | 4.2 | [18 empty] | Water/Air (intermittent) | [56 empty] | 30 x 30 | [8 empty] | ±2 | [6 empty] | HD | [51 empty] | <=10 | [6 empty] | ±5 | ±3 | [68 empty] | https://www.coherent.com/measurement-control/measurement/powermax-pro-usb-rs-sensors |  | 2017-09-01
970 | PowerMax-Pro USB/RS 150 HD Nano | PowerMax-Pro USB/RS Sensors | Laser Measurement |  | USB: 1330510, RS-232: 1330545 |  |  | 149800 | 200 | 150000 | [5 empty] | 65 (air-cooled) |  |  |  | 14 |  |  | 0.2 (150W) |  |  |  | <4 | <8 | <16 |  |  |  | 200 | ±5 |  | 0.2 to 150 | 0.1 to 17 | [14 empty] | Yes | Near IR | [7 empty] | 810 | [43 empty] | 33000 (10ns; 1064 nm) | [10 empty] | USB/RS-232 | [30 empty] | 2.0 (1.0 mm - up to 3% error) | [25 empty] | 4.2 | [18 empty] | Water/Air (intermittent) | [56 empty] | 30 x 30 | [8 empty] | ±2 | [6 empty] | HD | [51 empty] | <=350 | [6 empty] | ±5 | ±3 | [68 empty] | https://www.coherent.com/measurement-control/measurement/powermax-pro-usb-rs-sensors
971 | PowerMax-Pro USB/RS 150F HD | PowerMax-Pro USB/RS Sensors | Laser Measurement |  | USB: 1295920, RS-232: 1295922 |  |  | 149800 | 200 | 150000 | [5 empty] | 150 (maximum) |  |  |  | 14 |  |  | 0.2 (150W) |  |  |  | <4 | <8 | <16 |  |  |  | 200 | ±5 |  |  | 0.2 to 150 | [14 empty] | Yes | Deep UV | 355 | 1100 | 745 |  |  |  |  | 810 | [43 empty] | 33000 (10ns; 1064 nm) | [10 empty] | USB/RS-232 | [30 empty] | 2.0 (1.0 mm - up to 3% error) | [25 empty] | 4.2 | [18 empty] | Fan | [56 empty] | 30 x 30 | [8 empty] | ±2 | [6 empty] | HD | [51 empty] | <=10 | [6 empty] | ±5 | ±3 | [68 empty] | https://www.coherent.com/measurement-control/measurement/kw-powermax-pro-sensor |  | 2017-09-01
972 | PowerMax-Pro USB/RS 150F HD Nano | PowerMax-Pro USB/RS Sensors | Laser Measurement |  | USB: 1330544, RS-232: 1330546 |  |  | 149800 | 200 | 150000 | [5 empty] | 150 (maximum) |  |  |  | 14 |  |  | 0.2 (150W) |  |  |  | <4 | <8 | <16 |  |  |  | 200 | ±5 |  |  | 0.2 to 150 | [14 empty] | Yes | Near IR | [7 empty] | 810 | [43 empty] | 33000 (10ns; 1064 nm) | [10 empty] | USB/RS-232 | [30 empty] | 2.0 (1.0 mm - up to 3% error) | [25 empty] | 4.2 | [18 empty] | Fan | [56 empty] | 30 x 30 | [8 empty] | ±2 | [6 empty] | HD | [51 empty] | <=350 | [6 empty] | ±5 | ±3 | [68 empty] | https://www.coherent.com/measurement-control/measurement/powermax-pro-usb-rs-sensors
973 | PowerMax-Pro USB/RS 150 BB | PowerMax-Pro USB/RS Sensors | Laser Measurement |  | USB: 1342379, RS-232: 1342381 |  |  | 149800 | 200 | 150000 | [5 empty] | 65 (air-cooled) |  |  |  | 14 |  |  | 0.2 (150W) |  |  |  | <4 | <8 | <16 |  |  |  | 200 | ±5 |  | 0.2 to 150 | 0.1 to 17 | [14 empty] | Yes | Near IR | [7 empty] | 810 | [43 empty] | 33000 (10ns; 1064 nm) | [10 empty] | USB/RS-232 | [30 empty] | 2.0 (1.0 mm - up to 3% error) | [25 empty] | 4.2 | [18 empty] | Water/Air (intermittent) | [56 empty] | 30 x 30 | [8 empty] | ±2 | [6 empty] | BB | [51 empty] | <=50 | [6 empty] | ±5 | ±3 | [68 empty] | https://www.coherent.com/measurement-control/measurement/powermax-pro-usb-rs-sensors
974 | PowerMax-Pro USB/RS 150F BB | PowerMax-Pro USB/RS Sensors | Laser Measurement |  | USB: 1342380, RS-232: 1342382 |  |  | 149800 | 200 | 150000 | [5 empty] | 65 (air-cooled) |  |  |  | 14 |  |  | 0.2 (150W) |  |  |  | <4 | <8 | <16 |  |  |  | 200 | ±5 |  | 0.2 to 150 | 0.1 to 17 | [14 empty] | Yes | Near IR | [7 empty] | 810 | [43 empty] | 33000 (10ns; 1064 nm) | [10 empty] | USB/RS-232 | [30 empty] | 2.0 (1.0 mm - up to 3% error) | [25 empty] | 4.2 | [18 empty] | Water/Air (intermittent) | [56 empty] | 30 x 30 | [8 empty] | ±2 | [6 empty] | BB | [51 empty] | <=50 | [6 empty] | ±5 | ±3 | [68 empty] | https://www.coherent.com/measurement-control/measurement/powermax-pro-usb-rs-sensors
975 | kW PowerMax-Pro Sensor | kW PowerMax-Pro Sensor | Laser Measurement | [48 empty] | Yes | Near IR - IR | 810 | 10600 | 9790 | [337 empty] | https://www.coherent.com/measurement-control/measurement/kw-powermax-pro-sensor |  | 2017-10-12
976 | PMP 1kW | kW PowerMax-Pro Sensor | Laser Measurement |  | 1324794 | [17 empty] | 5.0 at 1 kW avg. power |  |  |  | <50 (10 Hz) | <0.5 (20 kHz) | <1.5 (625 kHz) |  |  |  |  | ±3 | [14 empty] | 1 |  |  | Yes | Near IR | 810 | [6 empty] | 810, 1070, 10600 | [18 empty] | Fixed calibration point ±50 | [35 empty] | DB25 | [30 empty] | 10 at 1 kW avg power | [25 empty] | 3 | [18 empty] | Water | [57 empty] | 30 (element is 57 mm from front plate) | 27.5 (element is 57 mm from front plate) |  |  | <1 | 0 |  |  | ±2.5 | [49 empty] | Available for 1070nm model (see part number) | [8 empty] | <=20 | [76 empty] | https://www.coherent.com/measurement-control/measurement/kw-powermax-pro-sensor |  | 2017-09-01
977 | PMP 1kW | kW PowerMax-Pro Sensor | Laser Measurement |  | 1324795 | [17 empty] | 5.0 at 1 kW avg. power |  |  |  | <50 (10 Hz) | <0.5 (20 kHz) | <1.5 (625 kHz) |  |  |  |  | ±3 | [14 empty] | 1 |  |  | Yes | IR | 10600 | [6 empty] | 810, 1070, 10600 | [18 empty] | Fixed calibration point ±50 | [35 empty] | DB25 | [30 empty] | 10 at 1 kW avg power | [25 empty] | 3 | [18 empty] | Water | [57 empty] | 30 (element is 57 mm from front plate) | 27.5 (element is 57 mm from front plate) |  |  | <1 | 0 |  |  | ±2.5 | [49 empty] | Available for 1070nm model (see part number) | [8 empty] | <=20 | [76 empty] | https://www.coherent.com/measurement-control/measurement/kw-powermax-pro-sensor |  | 2017-09-01
978 | PMP 1kW | kW PowerMax-Pro Sensor | Laser Measurement |  | 1324796 | [17 empty] | 5.0 at 1 kW avg. power |  |  |  | <50 (10 Hz) | <0.5 (20 kHz) | <1.5 (625 kHz) |  |  |  |  | ±3 | [14 empty] | 1 |  |  | Yes | IR | 1070 | [6 empty] | 810, 1070, 10600 | [18 empty] | Fixed calibration point ±50 | [35 empty] | DB25 | [30 empty] | 10 at 1 kW avg power | [25 empty] | 3 | [18 empty] | Water | [57 empty] | 30 (element is 57 mm from front plate) | 27.5 (element is 57 mm from front plate) |  |  | <1 | 0 |  |  | ±2.5 | [49 empty] | Available for 1070nm model (see part number) | [8 empty] | <=20 | [76 empty] | https://www.coherent.com/measurement-control/measurement/kw-powermax-pro-sensor |  | 2017-09-01
979 | PMP 1kW | kW PowerMax-Pro Sensor | Laser Measurement |  | 1324797 | [17 empty] | 5.0 at 1 kW avg. power |  |  |  | <50 (10 Hz) | <0.5 (20 kHz) | <1.5 (625 kHz) |  |  |  |  | ±3 | [14 empty] | 1 |  |  | Yes | Near IR | 810 | [6 empty] | 810, 1070, 10600 | [18 empty] | Fixed calibration point ±50 | [35 empty] | DB25 | [30 empty] | 10 at 1 kW avg power | [25 empty] | 3 | [18 empty] | Water | [57 empty] | 30 (element is 57 mm from front plate) | 27.5 (element is 57 mm from front plate) |  |  | <1 | 0 |  |  | ±2.5 | [49 empty] | Available for 1070nm model (see part number) | [8 empty] | <=20 | [76 empty] | https://www.coherent.com/measurement-control/measurement/kw-powermax-pro-sensor |  | 2017-09-01
980 | PMP 1kW | kW PowerMax-Pro Sensor | Laser Measurement |  | 1325221 | [17 empty] | 5.0 at 1 kW avg. power |  |  |  | <50 (10 Hz) | <0.5 (20 kHz) | <1.5 (625 kHz) |  |  |  |  | ±3 | [14 empty] | 1 |  |  | Yes | IR | 1070 | [6 empty] | 810, 1070, 10600 | [18 empty] | Fixed calibration point ±50 | [35 empty] | DB25 | [30 empty] | 10 at 1 kW avg power | [25 empty] | 3 | [18 empty] | Water | [57 empty] | 30 (element is 57 mm from front plate) | 27.5 (element is 57 mm from front plate) |  |  | <1 | 0 |  |  | ±2.5 | [49 empty] | Available for 1070nm model (see part number) | [8 empty] | <=20 | [76 empty] | https://www.coherent.com/measurement-control/measurement/kw-powermax-pro-sensor |  | 2017-09-01
981 | PMP 3kW | kW PowerMax-Pro Sensor | Laser Measurement |  | 1325222 | [17 empty] | 2.4 at 3 kW avg. power |  |  |  | <50 (10 Hz) | <0.5 (20 kHz) | <1.5 (625 kHz) |  |  |  |  | ±3 | [14 empty] | 5 |  |  | Yes | Near IR | 810 | [6 empty] | 810, 1070, 10600 | [18 empty] | Fixed calibration point ±50 | [35 empty] | DB25 | [30 empty] | 20 at 3 kW avg. power | [25 empty] | 3 | [18 empty] | Water | [57 empty] | 30 (element is 57 mm from front plate) | 27.5 (element is 57 mm from front plate) |  |  | <1 | 0 |  |  | ±2.5 | [49 empty] | Available for 1070nm model (see part number) | [8 empty] | <=20 | [76 empty] | https://www.coherent.com/measurement-control/measurement/kw-powermax-pro-sensor |  | 2017-09-01
982 | PMP 3kW | kW PowerMax-Pro Sensor | Laser Measurement |  | 1325223 | [17 empty] | 2.4 at 3 kW avg. power |  |  |  | <50 (10 Hz) | <0.5 (20 kHz) | <1.5 (625 kHz) |  |  |  |  | ±3 | [14 empty] | 5 |  |  | Yes | IR | 10600 | [6 empty] | 810, 1070, 10600 | [18 empty] | Fixed calibration point ±50 | [35 empty] | DB25 | [30 empty] | 20 at 3 kW avg. power | [25 empty] | 3 | [18 empty] | Water | [57 empty] | 30 (element is 57 mm from front plate) | 27.5 (element is 57 mm from front plate) |  |  | <1 | 0 |  |  | ±2.5 | [49 empty] | Available for 1070nm model (see part number) | [8 empty] | <=20 | [76 empty] | https://www.coherent.com/measurement-control/measurement/kw-powermax-pro-sensor |  | 2017-09-01
983 | PMP 3kW | kW PowerMax-Pro Sensor | Laser Measurement |  | 1325224 | [17 empty] | 2.4 at 3 kW avg. power |  |  |  | <50 (10 Hz) | <0.5 (20 kHz) | <1.5 (625 kHz) |  |  |  |  | ±3 | [14 empty] | 5 |  |  | Yes | IR | 1070 | [6 empty] | 810, 1070, 10600 | [18 empty] | Fixed calibration point ±50 | [35 empty] | DB25 | [30 empty] | 20 at 3 kW avg. power | [25 empty] | 3 | [18 empty] | Water | [57 empty] | 30 (element is 57 mm from front plate) | 27.5 (element is 57 mm from front plate) |  |  | <1 | 0 |  |  | ±2.5 | [49 empty] | Available for 1070nm model (see part number) | [8 empty] | <=20 | [76 empty] | https://www.coherent.com/measurement-control/measurement/kw-powermax-pro-sensor |  | 2017-09-01
984 | PMP 3kW | kW PowerMax-Pro Sensor | Laser Measurement |  | 1325225 | [17 empty] | 2.4 at 3 kW avg. power |  |  |  | <50 (10 Hz) | <0.5 (20 kHz) | <1.5 (625 kHz) |  |  |  |  | ±3 | [14 empty] | 5 |  |  | Yes | Near IR | 810 | [6 empty] | 810, 1070, 10600 | [18 empty] | Fixed calibration point ±50 | [35 empty] | DB25 | [30 empty] | 20 at 3 kW avg. power | [25 empty] | 3 | [18 empty] | Water | [57 empty] | 30 (element is 57 mm from front plate) | 27.5 (element is 57 mm from front plate) |  |  | <1 | 0 |  |  | ±2.5 | [49 empty] | Available for 1070nm model (see part number) | [8 empty] | <=20 | [76 empty] | https://www.coherent.com/measurement-control/measurement/kw-powermax-pro-sensor |  | 2017-09-01
985 | PMP 3kW | kW PowerMax-Pro Sensor | Laser Measurement |  | 1325226 | [17 empty] | 2.4 at 3 kW avg. power |  |  |  | <50 (10 Hz) | <0.5 (20 kHz) | <1.5 (625 kHz) |  |  |  |  | ±3 | [14 empty] | 5 |  |  | Yes | IR | 1070 | [6 empty] | 810, 1070, 10600 | [18 empty] | Fixed calibration point ±50 | [35 empty] | DB25 | [30 empty] | 20 at 3 kW avg. power | [25 empty] | 3 | [18 empty] | Water | [57 empty] | 30 (element is 57 mm from front plate) | 27.5 (element is 57 mm from front plate) |  |  | <1 | 0 |  |  | ±2.5 | [49 empty] | Available for 1070nm model (see part number) | [8 empty] | <=20 | [76 empty] | https://www.coherent.com/measurement-control/measurement/kw-powermax-pro-sensor |  | 2017-09-01
986 | PowerMax USB/RS Sensors | PowerMax USB/RS Sensors | Laser Measurement |  |  |  |  | 4999990 | 10 | 5000000 | [41 empty] | Yes | Deep UV | 190 | 10600 | 10410 | [337 empty] | https://www.coherent.com/measurement-control/measurement/powermax-usb-rs-sensors/powermax-usb-sensors |  | 2017-10-12
987 | PowerMax-USB LM-10 Power Sensor | PowerMax USB/RS Sensors | Laser Measurement |  | 1168340 |  |  | 9990 | 10 | 10000 | [5 empty] | 12, <5 min | [6 empty] | 6 |  |  | 0.4 | [7 empty] | ±1 | [17 empty] | Yes | Deep UV | 250 | 10600 | 10350 |  |  |  |  | 10600 | [54 empty] | USB | [75 empty] | Air | [65 empty] | ±2 | [6 empty] | Broadband | [59 empty] | ±1.5 | [49 empty] | 16 | [18 empty] | https://www.coherent.com/measurement-control/measurement/powermax-usb-rs-sensors/powermax-usb-sensors |  | 2017-09-01
988 | PowerMax-USB LM-1000 Power Sensor | PowerMax USB/RS Sensors | Laser Measurement |  | 1174268 |  |  | 999000 | 1000 | 1000000 | [12 empty] | 1 to 2.5 (power dependent) |  |  | 20 | [7 empty] | ±1 | [17 empty] | Yes | Deep UV | 250 | 10600 | 10350 |  |  |  |  | 10600 | [54 empty] | USB | [56 empty] | 2.5 | [18 empty] | Water | [65 empty] | ±5 | [6 empty] | Broadband | [59 empty] | ±1.5 | [68 empty] | https://www.coherent.com/measurement-control/measurement/powermax-usb-rs-sensors/powermax-usb-sensors |  | 2017-09-01
989 | PowerMax-USB LM-20 Power Sensor | PowerMax USB/RS Sensors | Laser Measurement |  | 1174270 |  |  | 19900 | 100 | 20000 | [12 empty] | 6 |  |  | 3 | [7 empty] | ±1 | [17 empty] | Yes | Deep UV | 250 | 10600 | 10350 |  |  |  |  | 10600 | [54 empty] | USB | [56 empty] | 2.5 | [18 empty] | Air | [65 empty] | ±2 | [6 empty] | Broadband | [59 empty] | ±1.5 | [68 empty] | https://www.coherent.com/measurement-control/measurement/powermax-usb-rs-sensors/powermax-usb-sensors |  | 2017-09-01
990 | PowerMax-USB LM-200 110V Power Sensor | PowerMax USB/RS Sensors | Laser Measurement |  | 1193407 |  |  | 49900 | 100 | 50000 | [5 empty] | 200, <20 min (without fan) | [6 empty] | 6 |  |  | 5 (without fan), 1000 to 200000 (with fan) | [7 empty] | ±1 | [17 empty] | Yes | Deep UV | 250 | 10600 | 10350 |  |  |  |  | 10600 | [54 empty] | USB | [56 empty] | 2.5 | [18 empty] | Fan | [65 empty] | ±2 | [6 empty] | Broadband | [59 empty] | ±1.5 | [49 empty] | 19 | [18 empty] | https://www.coherent.com/measurement-control/measurement/powermax-usb-rs-sensors/powermax-usb-sensors |  | 2017-09-01
991 | PowerMax-USB LM-200 220V Power Sensor | PowerMax USB/RS Sensors | Laser Measurement |  | 1195840 |  |  | 49900 | 100 | 50000 | [5 empty] | 100, <10 min (without fan) | [6 empty] | 6 |  |  | 5 (without fan), 1000 to 200000 (with fan) | [7 empty] | ±1 | [17 empty] | Yes | Deep UV | 250 | 10600 | 10350 |  |  |  |  | 10600 | [54 empty] | USB | [56 empty] | 2.5 | [18 empty] | Fan | [65 empty] | ±2 | [6 empty] | Broadband | [59 empty] | ±1.5 | [49 empty] | 19 | [18 empty] | https://www.coherent.com/measurement-control/measurement/powermax-usb-rs-sensors/powermax-usb-sensors |  | 2017-09-01
992 | PowerMax-USB LM-200B | PowerMax USB/RS Sensors | Laser Measurement |  | 1194641 | [46 empty] | No | [341 empty] | https://www.coherent.com/measurement-control/measurement/powermax-usb-rs-sensors/powermax-usb-sensors |  | 2017-09-01
993 | PowerMax-USB LM-3 Power Sensor | PowerMax USB/RS Sensors | Laser Measurement |  | 1168339 |  |  | 2990 | 10 | 3000 | [5 empty] | 10, <5 min | [6 empty] | 6 |  |  | 0.4 | [7 empty] | ±1 | [17 empty] | Yes | Deep UV | 250 | 10600 | 10350 |  |  |  |  | 10600 | [54 empty] | USB | [56 empty] | 2.5 | [18 empty] | Air | [65 empty] | ±2 | [6 empty] | Broadband |  |  | None | [56 empty] | ±1.5 | [49 empty] | 19 | [18 empty] | https://www.coherent.com/measurement-control/measurement/powermax-usb-rs-sensors/powermax-usb-sensors |  | 2017-09-01
994 | PowerMax-USB LM-45 Power Sensor | PowerMax USB/RS Sensors | Laser Measurement |  | 1168342 |  |  | 24900 | 100 | 25000 | [5 empty] | 45, <5 min | [6 empty] | 6 |  |  | 2 | [7 empty] | ±1 | [17 empty] | Yes | Deep UV | 250 | 10600 | 10350 |  |  |  |  | 10600 | [54 empty] | USB | [56 empty] | 2.5 | [18 empty] | Air | [65 empty] | ±2 | [6 empty] | Broadband | [59 empty] | ±1.5 | [49 empty] | 19 | [18 empty] | https://www.coherent.com/measurement-control/measurement/powermax-usb-rs-sensors/powermax-usb-sensors |  | 2017-09-01
995 | PowerMax-USB LM-5000 Power Sensor | PowerMax USB/RS Sensors | Laser Measurement |  | 1174269 |  |  | 4999000 | 1000 | 5000000 | [12 empty] | 1 to 2.5 (power dependent) |  |  | 20 | [7 empty] | ±1 | [17 empty] | Yes | Deep UV | 250 | 10600 | 10350 |  |  |  |  | 10600 | [54 empty] | USB | [56 empty] | 2.5 | [18 empty] | Water | [65 empty] | ±5 | [6 empty] | Broadband | [59 empty] | ±1.5 | [68 empty] | https://www.coherent.com/measurement-control/measurement/powermax-usb-rs-sensors/powermax-usb-sensors |  | 2017-09-01
996 | PowerMax-USB PM10 Power Sensor | PowerMax USB/RS Sensors | Laser Measurement |  | 1194262 |  |  | 9995 | 5 | 10000 | [5 empty] | 30, <5 min | [6 empty] | 6 |  |  | 0.2 | [7 empty] | ±1 | [17 empty] | Yes | Deep UV | 190 | 11000 | 10810 |  |  |  |  | 10600 | [54 empty] | USB | [56 empty] | 2.5 | [18 empty] | Air | [65 empty] | ±2 | [6 empty] | Broadband | [59 empty] | ±1.5 | [68 empty] | https://www.coherent.com/measurement-control/measurement/powermax-usb-rs-sensors/powermax-usb-sensors |  | 2017-09-01
997 | PowerMax-USB PM10-19C Power Sensor | PowerMax USB/RS Sensors | Laser Measurement |  | 1168344 | [10 empty] | 5, air-cooled <5 min | [9 empty] | 0.2 | [7 empty] | ±1 | [17 empty] | Yes | Deep UV | 190 | 11000 | 10810 | [268 empty] | ±1.5 | [68 empty] | https://www.coherent.com/measurement-control/measurement/powermax-usb-rs-sensors/powermax-usb-sensors |  | 2017-09-01
998 | PowerMax-USB PM150-19C Power Sensor | PowerMax USB/RS Sensors | Laser Measurement |  | 1168346 |  |  | 149700 | 300 | 150000 | [5 empty] | 20, air-cooled <5 min | [6 empty] | 6 |  |  | 1 | [7 empty] | ±1 | [17 empty] | Yes | Deep UV | 190 | 11000 | 10810 |  |  |  |  | 10600 | [54 empty] | USB | [56 empty] | 2.5 | [18 empty] | Water, Air (intermittent) | [65 empty] | ±2 | [6 empty] | Broadband | [59 empty] | ±1.5 | [49 empty] | 19 | [18 empty] | https://www.coherent.com/measurement-control/measurement/powermax-usb-rs-sensors/powermax-usb-sensors |  | 2017-09-01
999 | PowerMax-USB PM150-50C Power Sensor Sensor | PowerMax USB/RS Sensors | Laser Measurement |  | 1168348 |  |  | 149700 | 300 | 150000 | [5 empty] | 80, air-cooled <5 min | [6 empty] | 6 |  |  | 1 | [7 empty] | ±1 | [17 empty] | Yes | Deep UV | 190 | 11000 | 10810 |  |  |  |  | 10600 | [54 empty] | USB | [56 empty] | 2.5 | [18 empty] | Water, Air (intermittent) | [65 empty] | ±2 | [6 empty] | Broadband | [59 empty] | ±1.5 | [49 empty] | 50 | [18 empty] | https://www.coherent.com/measurement-control/measurement/powermax-usb-rs-sensors/powermax-usb-sensors |  | 2017-09-01