## sheet
1000 | PowerMax-USB PM1K-36C Power Sensor | PowerMax USB/RS Sensors | Laser Measurement |  | 1174266 | [11 empty] | 1 to 2.5 (power dependent) |  |  | 20 | [7 empty] | ±1 |  |  |  |  | Yes | Deep UV | 250 | 10600 | 10350 |  |  | 10600 | [36 empty] | USB | [69 empty] | 2.5 | [27 empty] | Water | [67 empty] | ±5 |  |  |  | Broadband | [38 empty] | ±1.5 | [31 empty] | https://www.coherent.com/measurement-control/measurement/powermax-usb-rs-sensors/powermax-usb-sensors |  |  |  | 2017-09-01
1001 | PowerMax-USB PM2 Power Sensor | PowerMax USB/RS Sensors | Laser Measurement |  | 1174264 |  |  |  | 1995 | 5 | 2000 |  |  |  | 5, <5 min |  | 6 |  |  | 0.2 | [7 empty] | ±1 |  |  |  |  | Yes | Deep UV | 190 | 11000 | 10810 |  |  | 10600 | [36 empty] | USB | [69 empty] | 2.5 | [27 empty] | Air | [67 empty] | ±2 |  |  |  | Broadband | [38 empty] | ±1.5 | [31 empty] | https://www.coherent.com/measurement-control/measurement/powermax-usb-rs-sensors/powermax-usb-sensors |  |  |  | 2017-09-01
1002 | PowerMax-USB PM3 Power Sensor | PowerMax USB/RS Sensors | Laser Measurement |  | 1174263 |  |  |  | 1999.5 | 0.5 | 2000 |  |  |  | 3, <5 min |  | 0.5 |  |  | 0.02 | [7 empty] | ±1 |  |  |  |  | Yes | Deep UV | 300 | 11000 | 10700 |  |  | 10600 | [36 empty] | USB | [69 empty] | 2.5 | [27 empty] | Air | [67 empty] | ±2 |  |  |  | Black | [38 empty] | ±1.5 | [31 empty] | https://www.coherent.com/measurement-control/measurement/powermax-usb-rs-sensors/powermax-usb-sensors |  |  |  | 2017-09-01
1003 | PowerMax-USB PM30 Power Sensor | PowerMax USB/RS Sensors | Laser Measurement |  | 1174257 |  |  |  | 29990 | 10 | 30000 |  |  |  | 50, <5 min |  | 6 |  |  | 0.5 | [7 empty] | ±1 |  |  |  |  | Yes | Deep UV | 190 | 11000 | 10810 |  |  | 10600 | [36 empty] | USB | [69 empty] | 2.5 | [27 empty] | Air | [67 empty] | ±2 |  |  |  | Broadband | None | [37 empty] | ±1.5 | [28 empty] | 19 |  |  | https://www.coherent.com/measurement-control/measurement/powermax-usb-rs-sensors/powermax-usb-sensors |  |  |  | 2017-09-01
1004 | PowerMax-USB PM3Q Power Sensor | PowerMax USB/RS Sensors | Laser Measurement |  | 1191133 |  |  |  | 1999.5 | 0.5 | 2000 |  |  |  | 3, <5 min |  | 0.5 |  |  | 0.02 | [7 empty] | ±1 |  |  |  |  | Yes | Deep UV | 300 | 2000 | 1700 |  |  | 514 | [36 empty] | USB | [69 empty] | 2.5 | [27 empty] | Air | [67 empty] | ±2 |  |  |  | Black | [38 empty] | ±1.5 | [31 empty] | https://www.coherent.com/measurement-control/measurement/powermax-usb-rs-sensors/powermax-usb-sensors |  |  |  | 2017-09-01
1005 | PowerMax-USB PS10 Power Sensor | PowerMax USB/RS Sensors | Laser Measurement |  | 1174260 |  |  |  | 999.9 | 0.1 | 1000 |  |  |  | 3, <5 min |  | 0.5 |  |  | 0.003 | [7 empty] | ±1 |  |  |  |  | Yes | Deep UV | 300 | 11000 | 10700 |  |  | 514 | [36 empty] | USB | [69 empty] | 2.5 | [27 empty] | Air | [67 empty] | ±2 |  |  |  | Black | [38 empty] | ±1.5 | [31 empty] | https://www.coherent.com/measurement-control/measurement/powermax-usb-rs-sensors/powermax-usb-sensors |  |  |  | 2017-09-01
1006 | PowerMax-USB PS19 Power Sensor | PowerMax USB/RS Sensors | Laser Measurement |  | 1174261 |  |  |  | 999.9 | 0.1 | 1000 |  |  |  | 3, <5 min |  | 0.5 |  |  | 0.005 | [7 empty] | ±1 |  |  |  |  | Yes | Deep UV | 300 | 11000 | 10700 |  |  | 514 | [36 empty] | USB | [69 empty] | 2.5 | [27 empty] | Air | [67 empty] | ±2 |  |  |  | Black | [38 empty] | ±1.5 | [31 empty] | https://www.coherent.com/measurement-control/measurement/powermax-usb-rs-sensors/powermax-usb-sensors |  |  |  | 2017-09-01
1007 | PowerMax-USB PS19Q Power Sensor | PowerMax USB/RS Sensors | Laser Measurement |  | 1168343 |  |  |  | 999.9 | 0.1 | 1000 |  |  |  | 3, <5 min |  | 0.5 |  |  | 0.003 | [7 empty] | ±1 |  |  |  |  | Yes | Deep UV | 300 | 2100 | 1800 |  |  | 514 | [36 empty] | USB | [69 empty] | 2.5 | [27 empty] | Air | [67 empty] | ±2 |  |  |  | Black | Quartz | [37 empty] | ±1.5 | [28 empty] | 19 |  |  | https://www.coherent.com/measurement-control/measurement/powermax-usb-rs-sensors/powermax-usb-sensors |  |  |  | 2017-09-01
1008 | PowerMax-USB UV/VIS Quantum Power Sensors | PowerMax USB/RS Sensors | Laser Measurement |  | 1168337 |  |  |  | 99.99 | 0.01 | 100 |  |  |  | NA |  | 0.02 |  |  | 0.0001 | [7 empty] | ±1 |  |  |  |  | Yes | Deep UV | 325 | 1065 | 740 |  |  | 514 | [36 empty] | USB | [69 empty] | 2.5 | [27 empty] | Air | [67 empty] | ±2 |  |  |  | Silicon Photodiode | ND2 | [37 empty] | ±4 (325 to 900 nm), ±5 (900 to 1065 nm) | [28 empty] | 10 |  |  | https://www.coherent.com/measurement-control/measurement/powermax-usb-rs-sensors/powermax-usb-sensors |  |  |  | 2017-09-01
1009 | PowerMax-USB Wand UV/VIS Quantum Power Sensor | PowerMax USB/RS Sensors | Laser Measurement |  | 1212310 |  |  |  | 139.9915 | 0.0085 | 140 | [5 empty] | 0.02 |  |  | 0.00017 | [7 empty] | ±1 |  |  |  |  | Yes | Deep UV | 325 | 1065 | 740 |  |  | 514 | [36 empty] | USB | [69 empty] | 2.5 | [27 empty] | Air | [67 empty] | ±1 |  |  |  | Silicon Photodiode | Quartz | [37 empty] | ±4 (325 to 900 nm), ±5 (900 to 1065 nm) | [28 empty] | 8 |  |  | https://www.coherent.com/measurement-control/measurement/powermax-usb-rs-sensors/powermax-usb-sensors |  |  |  | 2017-09-01
1010 | PowerMax-RS PM10-19C Power Sensor | PowerMax USB/RS Sensors | Laser Measurement |  | 1168345 |  |  |  | 9990 | 10 | 10000 |  |  |  | 5, air-cooled <5 min |  | 6 |  |  | 0.2 | [7 empty] | ±1 |  |  |  |  | Yes | Deep UV | 190 | 11000 | 10810 |  |  | 10600 | [15 empty] | 600 | [20 empty] | RS232 | [69 empty] | 0.3 | [27 empty] | Water, Air (intermittent) | [67 empty] | ±2 |  |  |  | Broadband | [38 empty] | ±1.5 | [28 empty] | 19 |  |  | https://www.coherent.com/measurement-control/measurement/powermax-usb-rs-sensors/powermax-rs-sensors |  |  |  | 2017-09-01
1011 | PowerMax-RS PM150-19C Power Sensor | PowerMax USB/RS Sensors | Laser Measurement |  | 1168347 |  |  |  | 149700 | 300 | 150000 |  |  |  | 20, air-cooled <5 min |  | 6 |  |  | 1 | [7 empty] | ±1 |  |  |  |  | Yes | Deep UV | 190 | 11000 | 10810 |  |  | 1000 | [15 empty] | 600 | [20 empty] | RS232 | [69 empty] | 0.3 | [27 empty] | Water, Air (intermittent) | [67 empty] | ±2 |  |  |  | Broadband | [38 empty] | ±1.5 | [28 empty] | 19 |  |  | https://www.coherent.com/measurement-control/measurement/powermax-usb-rs-sensors/powermax-rs-sensors |  |  |  | 2017-09-01
1012 | PowerMax-RS PM150-50C Power Sensor | PowerMax USB/RS Sensors | Laser Measurement |  | 1168349 |  |  |  | 149700 | 300 | 150000 |  |  |  | 80, air-cooled <5 min |  | 6 |  |  | 1 | [7 empty] | ±1 |  |  |  |  | Yes | Deep UV | 190 | 11000 | 10810 |  |  | 10600 | [15 empty] | 600 | [20 empty] | RS232 | [69 empty] | 0.3 | [27 empty] | Water, Air (intermittent) | [67 empty] | ±2 |  |  |  | Broadband | [38 empty] | ±1.5 | [28 empty] | 50 |  |  | https://www.coherent.com/measurement-control/measurement/powermax-usb-rs-sensors/powermax-rs-sensors |  |  |  | 2017-09-01
1013 | PowerMax-RS PM30 Power Sensor | PowerMax USB/RS Sensors | Laser Measurement |  | 1174258 |  |  |  | 29990 | 10 | 30000 |  |  |  | 50, <5 min |  | 6 |  |  | 0.5 | [7 empty] | ±1 |  |  |  |  | Yes | Deep UV | 190 | 11000 | 10810 |  |  | 10600 | [15 empty] | 600 | [20 empty] | RS232 | [69 empty] | 0.3 | [27 empty] | Air | [67 empty] | ±2 |  |  |  | Broadband | [38 empty] | ±1.5 | [28 empty] | 19 |  |  | https://www.coherent.com/measurement-control/measurement/powermax-usb-rs-sensors/powermax-rs-sensors |  |  |  | 2017-09-01
1014 | PowerMax-RS PM1K-36C Power Sensor | PowerMax USB/RS Sensors | Laser Measurement |  | 1174267 |  |  |  | 999000 | 1000 | 1000000 | [5 empty] | 1 to 2.5 (power dependent) |  |  | 20 | [7 empty] | ±1 |  |  |  |  | Yes | Deep UV | 250 | 10600 | 10350 |  |  | 10600 | [15 empty] | 500 | [20 empty] | RS232 | [69 empty] | 0.3 | [27 empty] | Water | [67 empty] | ±5 |  |  |  | Broadband | [38 empty] | ±1.5 | [28 empty] | 36 |  |  | https://www.coherent.com/measurement-control/measurement/powermax-usb-rs-sensors/powermax-rs-sensors |  |  |  | 2017-09-01
1015 | PowerMax-RS PS19Q Power Sensor | PowerMax USB/RS Sensors | Laser Measurement |  | 1179504 |  |  |  | 999.9 | 0.1 | 1000 |  |  |  | 3, <5 min |  | 0.5 |  |  | 0.003 | [7 empty] | ±1 |  |  |  |  | Yes | Deep UV | 300 | 2100 | 1800 |  |  | 514 | [36 empty] | RS232 | [69 empty] | 0.3 | [27 empty] | Air | [67 empty] | ±2 |  |  |  | Black | [38 empty] | ±1.5 | [28 empty] | 19 |  |  | https://www.coherent.com/measurement-control/measurement/powermax-usb-rs-sensors/powermax-rs-sensors |  |  |  | 2017-09-01
1016 | PowerMax-RS PM3K Power Sensor | PowerMax USB/RS Sensors | Laser Measurement |  | 1191293 |  |  |  | 2999000 | 1000 | 3000000 | [5 empty] | 1 to 2.5 (power dependent) |  |  | 20 | [7 empty] | ±1 |  |  |  |  | Yes | Deep UV | 250 | 10600 | 10350 |  |  | 10600 | [15 empty] | 500 | [20 empty] | RS232 | [69 empty] | 0.3 | [27 empty] | Water | [67 empty] | ±5 |  |  |  | Broadband | [38 empty] | ±1.5 | [28 empty] | 50 |  |  | https://www.coherent.com/measurement-control/measurement/powermax-usb-rs-sensors/powermax-rs-sensors |  |  |  | 2017-09-01
1017 | S-1439 | Reduced Price Power Meter/Sensor Kits | Laser Measurement |  | 1095153 | [27 empty] | No | [282 empty] | Laser measurement kits bundled together for extra savings. |  | https://www.coherent.com/measurement-control/measurement/reduced-price-lmc-system-kits |  |  |  | 2017-09-01
1018 | S-1516 | Reduced Price Power Meter/Sensor Kits | Laser Measurement |  | 1133374 | [27 empty] | No | [282 empty] | Laser measurement kits bundled together for extra savings. |  | https://www.coherent.com/measurement-control/measurement/reduced-price-lmc-system-kits |  |  |  | 2017-09-01
1019 | S-1544 | Reduced Price Power Meter/Sensor Kits | Laser Measurement |  | 1159768 | [27 empty] | No | [282 empty] | Laser measurement kits bundled together for extra savings. |  | https://www.coherent.com/measurement-control/measurement/reduced-price-lmc-system-kits |  |  |  | 2017-09-01
1020 | S-1545 | Reduced Price Power Meter/Sensor Kits | Laser Measurement |  | 1159769 | [27 empty] | No | [282 empty] | Laser measurement kits bundled together for extra savings. |  | https://www.coherent.com/measurement-control/measurement/reduced-price-lmc-system-kits |  |  |  | 2017-09-01
1021 | S-1546 | Reduced Price Power Meter/Sensor Kits | Laser Measurement |  | 1159770 | [27 empty] | No | [282 empty] | Laser measurement kits bundled together for extra savings. |  | https://www.coherent.com/measurement-control/measurement/reduced-price-lmc-system-kits |  |  |  | 2017-09-01
1022 | S-1547 | Reduced Price Power Meter/Sensor Kits | Laser Measurement |  | 1159771 | [27 empty] | No | [282 empty] | Laser measurement kits bundled together for extra savings. |  | https://www.coherent.com/measurement-control/measurement/reduced-price-lmc-system-kits |  |  |  | 2017-09-01
1023 | S-1550 | Reduced Price Power Meter/Sensor Kits | Laser Measurement |  | 1164232 | [27 empty] | No | [282 empty] | Laser measurement kits bundled together for extra savings. |  | https://www.coherent.com/measurement-control/measurement/reduced-price-lmc-system-kits |  |  |  | 2017-09-01
1024 | S-1551 | Reduced Price Power Meter/Sensor Kits | Laser Measurement |  | 1164233 | [27 empty] | No | [282 empty] | Laser measurement kits bundled together for extra savings. |  | https://www.coherent.com/measurement-control/measurement/reduced-price-lmc-system-kits |  |  |  | 2017-09-01
1025 | Coherent Family Plan | PowerMax USB/RS Sensors | Laser Measurement | [29 empty] | No | [282 empty] | Customers who have purchased a Coherent laser valued at greater than $5,000 within the past 12 months are entitled to a 20% discount off the local domestic list price on all Coherent laser measurement products. |  | https://www.coherent.com/measurement-control/measurement/powermax-usb-rs-sensors/coherent-family-plan |  |  |  | 2017-09-13
1026 | ISO 17025:2005 Accreditation | PowerMax USB/RS Sensors | Laser Measurement | [29 empty] | No | [282 empty] | Coherent’s Wilsonville, Oregon; Dieburg, Germany; and Tokyo, Japan calibration laboratories are fully accredited by the ANSI-ASQ National Accreditation Board (ANAB) and recognized internationally by ILAC, APLAC, and IAAC. Certification to ISO 17025 is a formal recognition that a calibration laboratory is using valid and appropriate methods and is competent to carry out specified tests or calibrations. |  | https://www.coherent.com/measurement-control/measurement/powermax-usb-rs-sensors/iso-17025-accreditation |  |  |  | 2017-10-13
1027 | Coherent C24 Program | PowerMax USB/RS Sensors | Laser Measurement | [29 empty] | No | [282 empty] | With the Coherent C24 Program, any order that contains only C24 items will ship directly from the manufacturing site in Wilsonville, Oregon on the next business day. Use the Table below to see which products qualify. |  | https://www.coherent.com/measurement-control/measurement/powermax-usb-rs-sensors/c24-program |  |  |  | 2017-10-13
1028 | Instrument Accessories | Instrument Accessories | Laser Measurement | [29 empty] | No | [282 empty] | A wide selection of accessories designed to extend the convenience and utility of our laser power and energy measurement products |  | https://www.coherent.com/measurement-control/main/instrument-accessories |  |  |  | 2017-11-06
1029 | Soft carrying cases for FieldMate | Instrument Accessories | Laser Measurement |  | 1212401 | [27 empty] | No | [282 empty] | These soft carrying cases fit FieldMate, FieldMaxII, LabMax, LabMax-Pro meters and are also useful for carrying other products like our PowerMax-USB and EnergyMax-USB sensors. |  | https://www.coherent.com/measurement-control/measurement/instrument-accessories/carrying-and-storage-cases |  |  |  | 2017-11-06
1030 | Soft carrying cases for FieldMaxII, LabMax, and LabMax-Pro | Instrument Accessories | Laser Measurement |  | 1122466 | [27 empty] | No | [282 empty] | These soft carrying cases fit FieldMate, FieldMaxII, LabMax, LabMax-Pro meters and are also useful for carrying other products like our PowerMax-USB and EnergyMax-USB sensors. |  | https://www.coherent.com/measurement-control/measurement/instrument-accessories/carrying-and-storage-cases |  |  |  | 2017-11-06
1031 | Energy Sensor Damage Test Slides | Instrument Accessories | Laser Measurement |  | 0011-4311, 0011-4312, 0011-4313, 0011-4314, 1171292 | [27 empty] | No | [282 empty] | One black, chrome, MaxUV, MaxBlack, or Metallic coated damage test slide. |  | https://www.coherent.com/measurement-control/measurement/instrument-accessories/energy-sensor-damage-test-slides |  |  |  | 2017-11-06
1032 | EnergyMax Large Heat Sink | Instrument Accessories | Laser Measurement |  | 1123432 | [27 empty] | No | [282 empty] | Increases average power handling on 50mm EnergyMax sensors. |  | https://www.coherent.com/measurement-control/measurement/instrument-accessories/energymax-heat-sink-accessories |  |  |  | 2017-11-06
1033 | EnergyMax Medium Heat Sink | Instrument Accessories | Laser Measurement |  | 1123431 | [27 empty] | No | [282 empty] | Increases average power handling on 25mm EnergyMax sensors. |  | https://www.coherent.com/measurement-control/measurement/instrument-accessories/energymax-heat-sink-accessories |  |  |  | 2017-11-06
1034 | EnergyMax Small Heat Sink | Instrument Accessories | Laser Measurement |  | 1123430 | [27 empty] | No | [282 empty] | Increases average power handling on 25mm EnergyMax sensors. |  | https://www.coherent.com/measurement-control/measurement/instrument-accessories/energymax-heat-sink-accessories |  |  |  | 2017-11-06
1035 | EnergyMax Heat Sink Accessories | Instrument Accessories | Laser Measurement | [29 empty] | No | [282 empty] | Accessories to help increase the average power capability of EnergyMax sensors. | [5 empty] | 2017-11-06
1036 | SMA Fiber Optic Connector | Instrument Accessories | Laser Measurement |  | 0012-3860 | [27 empty] | No | [282 empty] | SMA Fiber Optic Connector |  | https://www.coherent.com/measurement-control/measurement/instrument-accessories/fiber-optic-connector-adapters |  |  |  | 2017-11-06
1037 | FC Fiber Optic Connector | Instrument Accessories | Laser Measurement |  | 0012-3863 | [27 empty] | No | [282 empty] | FC Fiber Optic Connector |  | https://www.coherent.com/measurement-control/measurement/instrument-accessories/fiber-optic-connector-adapters |  |  |  | 2017-11-06
1038 | FC Fiber Optic Connector | Instrument Accessories | Laser Measurement |  | 1098339 | [27 empty] | No | [282 empty] | FC Fiber Optic Connector |  | https://www.coherent.com/measurement-control/measurement/instrument-accessories/fiber-optic-connector-adapters |  |  |  | 2017-11-06
1039 | SMA Fiber Optic Connector | Instrument Accessories | Laser Measurement |  | 1098589 | [27 empty] | No | [282 empty] | SMA Fiber Optic Connector |  | https://www.coherent.com/measurement-control/measurement/instrument-accessories/fiber-optic-connector-adapters |  |  |  | 2017-11-06
1040 | 1.035-40M Adapter Ring | Instrument Accessories | Laser Measurement |  | 33-9432-000 | [27 empty] | No | [284 empty] | https://www.coherent.com/measurement-control/measurement/instrument-accessories/fiber-optic-connector-adapters |  |  |  | 2017-11-06
1041 | Fiber Optic Connector Adapters | Instrument Accessories | Laser Measurement | [29 empty] | No | [282 empty] | Connect common fiber terminations to threads around entrance apertures. |  | https://www.coherent.com/measurement-control/measurement/instrument-accessories/fiber-optic-connector-adapters |  |  |  | 2017-11-06
1042 | AC Power Adapter | Instrument Accessories | Laser Measurement |  | 1061482 | [27 empty] | No | [282 empty] | AC Adapter for LaserMate, FieldMaster, LabMaster Ultima |  | https://www.coherent.com/measurement-control/measurement/instrument-accessories/replacement-ac-power-adapters |  |  |  | 2017-11-06
1043 | AC Power Adapter | Instrument Accessories | Laser Measurement |  | 1105427 | [27 empty] | No | [282 empty] | AC Adapter for FieldMate, FieldMax, FieldMaxII, LabMax, and 3sigma |  | https://www.coherent.com/measurement-control/measurement/instrument-accessories/replacement-ac-power-adapters |  |  |  | 2017-11-06
1044 | Replacement AC Power Adapters | Instrument Accessories | Laser Measurement | [29 empty] | No | [282 empty] | A specialized adapter for Coherent Power Meters. |  | https://www.coherent.com/measurement-control/measurement/instrument-accessories/replacement-ac-power-adapters |  |  |  | 2017-11-06
1045 | Thermal Smart Sensor Adapter | Instrument Accessories | Laser Measurement | [29 empty] | No | [282 empty] | Provides compatibility between thermal and optical sensors, and meters. |  | https://www.coherent.com/measurement-control/measurement/instrument-accessories/thermal-smartsensor-adapter |  |  |  | 2017-11-06
1046 | 1000-1 Attentuator | Instrument Accessories | Laser Measurement | [29 empty] | No | [282 empty] | For OP-2 and LM-2 Optical Sensors. This attenuator is compatible with OP-2 and LM-2 optical sensors. It allows use of the visible (VIS) and infrared (IR) models at 5 watts and 3 watts, respectively. The attenuator threads into the sensor, in place of the light shield, and provides from 1100:1 to 950:1 attenuation. Each attenuator is calibrated for 1000:1 ±5% at 647 nm in our laboratory and supplied with a certificate of calibration. The useful spectral range of the attenuator is 400-1800 nm. The attenuator can be used with power densities as high as 100 MW/cm2. |  | https://www.coherent.com/measurement-control/measurement/instrument-accessories/10001-attentuator-rohs |  |  |  | 2017-11-06
1047 | COMPACT-AC | Diode Lasers | Laser | CW, Modulated |  | Diode |  |  | 150000 | 0 | 150000 | [21 empty] | Yes | Near IR - IR | 638 | 1940 | 1302 | 10 | 10 | [15 empty] | 0 |  | 50/60 | [29 empty] | 200 | 240 |  |  | <770 |  |  | 200 | 150 | [38 empty] | SMA |  |  |  | 5 | 0.2 | [10 empty] | 500 x 483 x 176 | [6 empty] | 25 | [30 empty] | 15 to 40 (non-condensing) | [11 empty] | -5 to 50 | [21 empty] | Fiber-Coupled Diode Laser Systems |  |  |  | Systems | [60 empty] | ±2 | [29 empty] | Material Processing |  |  | DILAS | http://dilas.com/assets/media/products/COHR-DILAS_COMPACT-AC_Pkg.pdf | 2017-11-02
1048 | COMPACT-AC | Diode Lasers | Laser | CW, Modulated |  | Diode |  | 30000 | 150000 | 0 | 150000 | [21 empty] | Yes | Near IR | 638 | 1940 | 1302 | 10 | 10 | [15 empty] | 0 |  | 50/60 | [23 empty] | >12 | [5 empty] | 200 | 240 |  |  | 390 |  |  | 200 | 150 | [38 empty] | SMA |  |  |  | 5 | 0.2 | [6 empty] | 200 |  |  |  | 500 x 483 x 176 | [6 empty] | 25 | [30 empty] | 15 to 40 (non-condensing) | [11 empty] | -5 to 50 | [21 empty] | Fiber-Coupled Diode Laser Systems | 200 |  | COMPACT 30/200 (AC) | Systems | [43 empty] | <70 |  |  | 650 | <=5 | [12 empty] | ±2 | [29 empty] | Material Processing |  |  | DILAS | http://dilas.com/assets/media/products/COHR-DILAS_COMPACT-AC_Pkg.pdf | 2017-09-01
1049 | COMPACT-AC | Diode Lasers | Laser | CW, Modulated |  | Diode |  | 60000 | 150000 | 0 | 150000 | [21 empty] | Yes | Near IR | 638 | 1940 | 1302 | 10 | 10 | [15 empty] | 0 |  | 50/60 | [23 empty] | >12 | [5 empty] | 200 | 240 |  |  | 390 |  |  | 200 | 150 | [38 empty] | SMA |  |  |  | 5 | 0.2 | [6 empty] | 200 |  |  |  | 500 x 483 x 176 | [6 empty] | 25 | [30 empty] | 15 to 40 (non-condensing) | [11 empty] | -5 to 50 | [21 empty] | Fiber-Coupled Diode Laser Systems | 200 |  | COMPACT 60/200 (AC) | Systems | [43 empty] | <70 |  |  | 650 | <=5 | [12 empty] | ±2 | [29 empty] | Material Processing |  |  | DILAS | http://dilas.com/assets/media/products/COHR-DILAS_COMPACT-AC_Pkg.pdf | 2017-09-01
1050 | COMPACT-AC | Diode Lasers | Laser | CW, Modulated |  | Diode |  | 90000 | 150000 | 0 | 150000 | [21 empty] | Yes | Near IR | 638 | 1940 | 1302 | 10 | 10 | [15 empty] | 0 |  | 50/60 | [23 empty] | >12 | [5 empty] | 200 | 240 |  |  | 460 |  |  | 200 | 150 | [38 empty] | SMA |  |  |  | 5 | 0.2 | [6 empty] | 200 |  |  |  | 500 x 483 x 176 | [6 empty] | 25 | [30 empty] | 15 to 40 (non-condensing) | [11 empty] | -5 to 50 | [21 empty] | Fiber-Coupled Diode Laser Systems | 200 |  | COMPACT 90/200 (AC) | Systems | [43 empty] | <70 |  |  | 650 | <=5 | [12 empty] | ±2 | [29 empty] | Material Processing |  |  | DILAS | http://dilas.com/assets/media/products/COHR-DILAS_COMPACT-AC_Pkg.pdf | 2017-09-01
1051 | COMPACT-AC | Diode Lasers | Laser | CW, Modulated |  | Diode |  | 50000 | 150000 | 0 | 150000 | [21 empty] | Yes | Near IR | 638 | 1940 | 1302 | 10 | 10 | [15 empty] | 0 |  | 50/60 | [23 empty] | >12 | [5 empty] | 200 | 240 |  |  | 460 |  |  | 200 | 150 | [38 empty] | SMA |  |  |  | 5 | 0.2 | [6 empty] | 400 |  |  |  | 500 x 483 x 176 | [6 empty] | 25 | [30 empty] | 15 to 40 (non-condensing) | [11 empty] | -5 to 50 | [21 empty] | Fiber-Coupled Diode Laser Systems | 400 |  | COMPACT 50/400 (AC) | Systems | [43 empty] | <70 |  |  | 650 | <=5 | [12 empty] | ±2 | [29 empty] | Material Processing |  |  | DILAS | http://dilas.com/assets/media/products/COHR-DILAS_COMPACT-AC_Pkg.pdf | 2017-09-01
1052 | COMPACT-AC | Diode Lasers | Laser | CW, Modulated |  | Diode |  | 110000 | 150000 | 0 | 150000 | [21 empty] | Yes | Near IR | 638 | 1940 | 1302 | 10 | 10 | [15 empty] | 0 |  | 50/60 | [23 empty] | >12 | [5 empty] | 200 | 240 |  |  | 770 |  |  | 200 | 150 | [38 empty] | SMA |  |  |  | 5 | 0.2 | [6 empty] | 400 |  |  |  | 500 x 483 x 176 | [6 empty] | 25 | [30 empty] | 15 to 40 (non-condensing) | [11 empty] | -5 to 50 | [21 empty] | Fiber-Coupled Diode Laser System | 400 |  | COMPACT 110/400 (AC) | Systems | [43 empty] | <70 |  |  | 650 | <=5 | [12 empty] | ±2 | [29 empty] | Material Processing |  |  | DILAS | http://dilas.com/assets/media/products/COHR-DILAS_COMPACT-AC_Pkg.pdf | 2017-09-01
1053 | COMPACT-AC Pkg | Diode Lasers | Laser | CW, Modulated |  | Diode |  |  | 150000 | 0 | 150000 | [21 empty] | Yes | Near IR - IR | 638 | 1940 | 1302 | 10 | 10 | [15 empty] | 0 |  | 50/60 | [23 empty] | >12 | [5 empty] | 200 | 240 |  |  | <770 |  |  | 200 | 150 | [38 empty] | SMA |  |  |  | 5 | 0.2 | [10 empty] | 500 x 483 x 176 | [6 empty] | 25 | [30 empty] | 15 to 40 (non-condensing) | [11 empty] | -5 to 50 | [21 empty] | Fiber-Coupled Diode Laser Systems |  |  |  | Systems | [43 empty] | <70 |  |  | 650 | <=5 | [12 empty] | ±2 | [29 empty] | Material Processing |  |  | DILAS | http://dilas.com/assets/media/products/COHR-DILAS_COMPACT-AC_Pkg.pdf | 2017-11-02
1054 | COMPACT-AC Pkg | Diode Lasers | Laser | CW, Modulated |  | Diode |  | 60000 | 150000 | 0 | 150000 | [21 empty] | Yes | Near IR | 638 | 1940 | 1302 | 10 | 10 | [15 empty] | 0 |  | 50/60 | [23 empty] | >12 | [5 empty] | 200 | 240 |  |  | 390 |  |  | 200 | 150 | [38 empty] | SMA |  |  |  | 5 | 0.2 | [6 empty] | 200 |  |  |  | 500 x 483 x 176 | [6 empty] | 25 | [30 empty] | 15 to 40 (non-condensing) | [11 empty] | -5 to 50 | [21 empty] | Fiber-Coupled Diode Laser Systems | 200 |  | COMPACT 60/200 (AC) | Systems | [43 empty] | <70 |  |  | 650 | <=5 | [12 empty] | ±2 | [29 empty] | Material Processing |  |  | DILAS | http://dilas.com/assets/media/products/COHR-DILAS_COMPACT-AC_Pkg.pdf | 2017-09-01
1055 | COMPACT-AC Pkg | Diode Lasers | Laser | CW, Modulated |  | Diode |  | 90000 | 150000 | 0 | 150000 | [21 empty] | Yes | Near IR | 638 | 1940 | 1302 | 10 | 10 | [15 empty] | 0 |  | 50/60 | [23 empty] | >12 | [5 empty] | 200 | 240 |  |  | 460 |  |  | 200 | 150 | [38 empty] | SMA |  |  |  | 5 | 0.2 | [6 empty] | 200 |  |  |  | 500 x 483 x 176 | [6 empty] | 25 | [30 empty] | 15 to 40 (non-condensing) | [11 empty] | -5 to 50 | [21 empty] | Fiber-Coupled Diode Laser Systems | 200 |  | COMPACT 90/200 (AC) | Systems | [43 empty] | <70 |  |  | 650 | <=5 | [12 empty] | ±2 | [29 empty] | Material Processing |  |  | DILAS | http://dilas.com/assets/media/products/COHR-DILAS_COMPACT-AC_Pkg.pdf | 2017-09-01
1056 | COMPACT-AC Pkg | Diode Lasers | Laser | CW, Modulated |  | Diode |  | 50000 | 150000 | 0 | 150000 | [21 empty] | Yes | Near IR | 638 | 1940 | 1302 | 10 | 10 | [15 empty] | 0 |  | 50/60 | [23 empty] | >12 | [5 empty] | 200 | 240 |  |  | 460 |  |  | 200 | 150 | [38 empty] | SMA |  |  |  | 5 | 0.2 | [6 empty] | 400 |  |  |  | 500 x 483 x 176 | [6 empty] | 25 | [30 empty] | 15 to 40 (non-condensing) | [11 empty] | -5 to 50 | [21 empty] | Fiber-Coupled Diode Laser Systems | 400 |  | COMPACT 50/400 (AC) | Systems | [43 empty] | <70 |  |  | 650 | <=5 | [12 empty] | ±2 | [29 empty] | Material Processing |  |  | DILAS | http://dilas.com/assets/media/products/COHR-DILAS_COMPACT-AC_Pkg.pdf | 2017-09-01
1057 | COMPACT-AC Pkg | Diode Lasers | Laser | CW, Modulated |  | Diode |  | 80000 | 150000 | 0 | 150000 | [21 empty] | Yes | Near IR | 638 | 1940 | 1302 | 10 | 10 | [15 empty] | 0 |  | 50/60 | [23 empty] | >12 | [5 empty] | 200 | 240 |  |  | 460 |  |  | 200 | 150 | [38 empty] | SMA |  |  |  | 5 | 0.2 | [6 empty] | 400 |  |  |  | 500 x 483 x 176 | [6 empty] | 25 | [30 empty] | 15 to 40 (non-condensing) | [11 empty] | -5 to 50 | [21 empty] | Fiber-Coupled Diode Laser Systems | 400 |  | COMPACT 80/400 (AC) | Systems | [43 empty] | <70 |  |  | 650 | <=5 | [12 empty] | ±2 | [29 empty] | Material Processing |  |  | DILAS | http://dilas.com/assets/media/products/COHR-DILAS_COMPACT-AC_Pkg.pdf | 2017-09-01
1058 | COMPACT-AC Pkg | Diode Lasers | Laser | CW, Modulated |  | Diode |  | 110000 | 150000 | 0 | 150000 | [21 empty] | Yes | Near IR | 638 | 1940 | 1302 | 10 | 10 | [15 empty] | 0 |  | 50/60 | [23 empty] | >12 | [5 empty] | 200 | 240 |  |  | 770 |  |  | 200 | 150 | [38 empty] | SMA |  |  |  | 5 | 0.2 | [6 empty] | 400 |  |  |  | 500 x 483 x 176 | [6 empty] | 25 | [30 empty] | 15 to 40 (non-condensing) | [11 empty] | -5 to 50 | [21 empty] | Fiber-Coupled Diode Laser Systems | 400 |  | COMPACT 110/400 (AC) | Systems | [43 empty] | <70 |  |  | 650 | <=5 | [12 empty] | ±2 | [29 empty] | Material Processing |  |  | DILAS | http://dilas.com/assets/media/products/COHR-DILAS_COMPACT-AC_Pkg.pdf | 2017-09-01
1059 | DILAS-ILS COMPACT-AC Pkg | Diode Lasers | Laser | CW, Modulated |  | Diode |  | 30000 | 150000 | 0 | 150000 | [21 empty] | Yes | Near IR - IR | 638 | 1940 | 1302 | 10 | 10 | [15 empty] | 0 |  | 50/60 | [23 empty] | >12 | [5 empty] | 200 | 240 |  |  | 770 |  |  | 200 | 150 | [38 empty] | SMA |  |  |  | 5 | 0.2 | [10 empty] | 500 x 483 x 176 | [6 empty] | 25 | [30 empty] | 15 to 40 (non-condensing) | [11 empty] | -5 to 50 | [21 empty] | Fiber-Coupled Diode Laser Systems |  |  |  | Systems | [43 empty] | <70 |  |  | 650 | <=5 | [12 empty] | ±2 | [29 empty] | Material Processing |  |  | DILAS | http://dilas.com/assets/media/products/COHR-DILAS_COMPACT-AC_Pkg.pdf | 2017-11-02
1060 | DILAS-ILS COMPACT-AC Pkg | Diode Lasers | Laser | CW, Modulated |  | Diode |  | 110000 | 150000 | 0 | 150000 | [21 empty] | Yes | Near IR | 638 | 1940 | 1302 | 10 | 10 | [15 empty] | 0 |  | 50/60 | [23 empty] | >12 | [5 empty] | 200 | 240 |  |  | 770 |  |  | 200 | 150 | [38 empty] | SMA |  |  |  | 5 | 0.2 | [6 empty] | 400 |  |  |  | 500 x 483 x 176 | [6 empty] | 25 | [30 empty] | 15 to 40 (non-condensing) | [11 empty] | -5 to 50 | [21 empty] | Fiber-Coupled Diode Laser Systems | 400 |  | COMPACT 110/400 (AC) | Systems | [43 empty] | <70 |  |  | 650 | <=5 | [12 empty] | ±2 | [29 empty] | Material Processing |  |  | DILAS | http://dilas.com/assets/media/products/COHR-DILAS_COMPACT-AC_Pkg.pdf | 2017-09-01
1061 | DILAS-ILS COMPACT-AC Pkg | Diode Lasers | Laser | CW, Modulated |  | Diode |  | 30000 | 150000 | 0 | 150000 | [21 empty] | Yes | Near IR | 638 | 1940 | 1302 | 10 | 10 | [15 empty] | 0 |  | 50/60 | [23 empty] | >12 | [5 empty] | 200 | 240 |  |  | 770 |  |  | 200 | 150 | [38 empty] | SMA |  |  |  | 5 | 0.2 | [6 empty] | 200 |  |  |  | 500 x 483 x 176 | [6 empty] | 25 | [30 empty] | 15 to 40 (non-condensing) | [11 empty] | -5 to 50 | [21 empty] | Fiber-Coupled Diode Laser Systems | 200 |  | COMPACT 30/200 (AC) | Systems | [43 empty] | <70 |  |  | 650 | <=5 | [12 empty] | ±2 | [29 empty] | Material Processing |  |  | DILAS | http://dilas.com/assets/media/products/COHR-DILAS_COMPACT-AC_Pkg.pdf | 2017-09-01
1062 | HighLight DL | Diode Lasers | Laser | CW, Modulated |  | Diode |  | 6000000 | 4800000 | 1200000 | 6000000 | [21 empty] | Yes | Near IR | [20 empty] | 0 | [166 empty] | Fiber-Coupled Diode Laser System |  |  |  | Systems | [90 empty] | Material Processing |  |  | DILAS |  | 2017-11-02
1063 | HighLight DL2000HQ | Diode Lasers | Laser | CW, Modulated |  | Diode |  | 2000000 | 800000 | 1200000 | 2000000 | Approx. 7 | [8 empty] | 2000 | [7 empty] | 10 to 100 | ± 2% over 24h (Cooling Water ΔT <= ±1K) |  |  | Yes | Near IR | [17 empty] | 1 | 600 |  | 0 |  |  | Approx 8 |  |  | <11 | [22 empty] | 16 | [8 empty] | 2x AC 230/400 ± 10%; 50/60 Hz; PE or 3x AC 277/480V ± 10%; 50/60 Hz | [8 empty] | 44 | [6 empty] | 0.2 | [24 empty] | QBH (Water-Cooled), Others on Demand |  | 400 |  | 5 to 20 | [11 empty] | 990 x 750 x 640 | [6 empty] | 130 | [43 empty] | 5 to 40 | [8 empty] | Dewpoint <19, Dewpoint <32 | [11 empty] | Fiber-Coupled Diode Laser System | 400 |  |  | Systems | [10 empty] | Collimators and Focusing Optics | [79 empty] | Material Processing |  |  | DILAS | http://dilas.com/assets/media/products/COHR-DILAS_HighLight-DL2000HQ.pdf | 2017-09-01
1064 | HighLight DL6000HP (940 nm) | Diode Lasers | Laser | CW, Modulated |  | Diode |  | 6000000 | 4500000 | 1500000 | 6000000 | Approx. 17 | [8 empty] | 5000 | [7 empty] | 10 to 100 | ± 2% over 24h (Cooling Water ΔT <= ±1K) |  |  | Yes | Near IR | 940 | [16 empty] | 1 | 600 |  | 0 |  |  | Approx 18 |  |  | <30 | [22 empty] | 50 | [8 empty] | 2x AC 230/400 ± 10%; 50/60 Hz; PE or 3x AC 277/480V ± 10%; 50/60 Hz | [8 empty] | 100 | [6 empty] | 0.2 | [24 empty] | QBH (Water-Cooled), Others on Demand |  | 1000 |  | 5 to 35 | [11 empty] | 1040 x 850 x 1570 | [6 empty] | 400 | [43 empty] | 5 to 40 | [8 empty] | Dewpoint <19 | [11 empty] | Fiber-Coupled Diode Laser System | 1000 |  |  | Systems | [90 empty] | Material Processing |  |  | DILAS | http://dilas.com/assets/media/products/COHR-DILAS_HighLight-DL6000HP.pdf | 2017-09-01
1065 | HighLight DL6000HP (980 nm) | Diode Lasers | Laser | CW, Modulated |  | Diode |  | 6000000 | 4500000 | 1500000 | 6000000 | Approx. 17 | [8 empty] | 6000 | [7 empty] | 10 to 100 | ± 2% over 24h (Cooling Water ΔT <= ±1K) |  |  | Yes | Near IR | 980 | [16 empty] | 1 | 600 |  | 0 |  |  | Approx 18 |  |  | <30 | [22 empty] | 50 | [8 empty] | 2x AC 230/400 ± 10%; 50/60 Hz; PE or 3x AC 277/480V ± 10%; 50/60 Hz | [8 empty] | 100 | [6 empty] | 0.2 | [24 empty] | QBH (Water-Cooled), Others on Demand |  | 1000 |  | 5 to 35 | [11 empty] | 1040 x 850 x 1570 | [6 empty] | 400 | [43 empty] | 5 to 40 | [8 empty] | Dewpoint <19 | [11 empty] | Fiber-Coupled Diode Laser System | 1000 |  |  | Systems | [90 empty] | Material Processing |  |  | DILAS | http://dilas.com/assets/media/products/COHR-DILAS_HighLight-DL6000HP.pdf | 2017-09-01
1066 | Hstack | Diode Lasers | Components | CW |  | Diode |  |  | 975000 | 25000 | 1000000 | [21 empty] | Yes | Near IR - IR | 801 | 960 | 159 | [50 empty] | 1.8 | [133 empty] | Horizontal Stacked |  | Multi Bar | EN-HO | Components | [93 empty] | DILAS |  | 2017-11-02
1067 | HStack EN 808nm 50W | Diode Lasers | Components | CW |  | Diode |  | 50000 | 975000 | 25000 | 1000000 | [15 empty] | >45 | [5 empty] | Yes | 808 | 801 | 830 | 29 | 3 | 3 | [7 empty] | <3 | 0.27 | [18 empty] | <65 |  |  | <16 | [15 empty] | <1.8 |  | 1.8 | [99 empty] | 20 to 30 | [11 empty] | 0 to 55 | [21 empty] | Horizontal Stacked |  | Multi Bar | EN-HO | Components | [26 empty] | <70 | [17 empty] | (2 to 13), for Custom Configurations Consult DILAS | [11 empty] | >1.12 | <6.5 | [35 empty] | DILAS | http://dilas.com/assets/media/products/COHR-DILAS_HStack_EN_808nm.pdf | 2017-09-01
1068 | HStack EN 808nm 80W | Diode Lasers | Components | CW |  | Diode |  | 80000 | 975000 | 25000 | 1000000 | [15 empty] | >48 | [5 empty] | Yes | 808 | 801 | 830 | 29 | 3 | 3 | [7 empty] | <3 | 0.27 | [18 empty] | <90 |  |  | <16 | [15 empty] | <1.8 |  | 1.8 | [99 empty] | 20 to 30 | [11 empty] | 0 to 55 | [21 empty] | Horizontal Stacked |  | Multi Bar | EN-HO | Components | [26 empty] | <70 | [17 empty] | (2 to 13), for Custom Configurations Consult DILAS | [11 empty] | >1.12 | <6.5 | [35 empty] | DILAS | http://dilas.com/assets/media/products/COHR-DILAS_HStack_EN_808nm.pdf | 2017-09-01
1069 | HStack EN 88xnm 880 50W | Diode Lasers | Components | CW |  | Diode |  | 50000 | 975000 | 25000 | 1000000 | [15 empty] | >54 | [5 empty] | Yes | 880 | 861 | 899 | 38 | 3 | 3 | [7 empty] | <5 | 0.3 | [18 empty] | <60 |  |  | <11 | [15 empty] | <1.8 |  | 1.8 | [99 empty] | 20 to 30 | [11 empty] | 0 to 55 | [21 empty] | Horizontal Stacked |  | Multi Bar | EN-HO | Components | [26 empty] | <50 | [17 empty] | (2 to 13), for Custom Configurations Consult DILAS | [11 empty] | >1.05 | 8 | [35 empty] | DILAS | http://dilas.com/assets/media/products/COHR-DILAS_HStack_EN_88xnm.pdf | 2017-09-01
1070 | HStack EN 88xnm 880 80W | Diode Lasers | Components | CW |  | Diode |  | 80000 | 975000 | 25000 | 1000000 | [15 empty] | >54 | [5 empty] | Yes | 880 | 861 | 899 | 38 | 3 | 3 | [7 empty] | <5 | 0.3 | [18 empty] | <85 |  |  | <16 | [15 empty] | <1.8 |  | 1.8 | [99 empty] | 20 to 30 | [11 empty] | 0 to 55 | [21 empty] | Horizontal Stacked |  | Multi Bar | EN-HO | Components | [26 empty] | <60 | [17 empty] | (2 to 13), for Custom Configurations Consult DILAS | [11 empty] | >1.10 | 8 | [35 empty] | DILAS | http://dilas.com/assets/media/products/COHR-DILAS_HStack_EN_88xnm.pdf | 2017-09-01
1071 | HStack EN 940nm 50W | Diode Lasers | Components | CW |  | Diode |  | 50000 | 975000 | 25000 | 1000000 | [15 empty] | >50 | [5 empty] | Yes | 940 | 931 | 960 | 29 | 5 | 5 | [7 empty] | <6 | 0.31 | [18 empty] | <65 |  |  | <15 | [15 empty] | <1.8 |  | 1.8 | [99 empty] | 20 to 30 | [11 empty] | 0 to 55 | [21 empty] | Horizontal Stacked |  | Multi Bar | EN-HO | Components | [26 empty] | <70 | [17 empty] | (2 to 13), for Custom Configurations Consult DILAS | [11 empty] | >1.12 | <8 | [35 empty] | DILAS | http://dilas.com/assets/media/products/COHR-DILAS_HStack_EN_940nm.pdf | 2017-09-01
1072 | Vstack Family Page |  | Components | [5 empty] | 500000 | 0 | 500000 | [21 empty] | Yes | Near IR - IR | 800 | 1700 | 900 | 10 | 10 | [182 empty] | Vertical Stacked |  |  |  | Components | [93 empty] | DILAS |  | 2017-11-02
1073 | VStack C3N SO10 1540nm | Diode Lasers | Components | QCW |  | Diode |  | 70000 | 225000 | 25000 | 250000 | [15 empty] | >22 | [5 empty] | Yes | 1540 | 1200 | 1700 | 500 | 10 | 10 | [7 empty] | <20 | 0.62 | [5 empty] | 500000000 | [12 empty] | <160 |  |  | <15 | [17 empty] | 2 | [71 empty] | >70 | [27 empty] | 20 to 35 | [11 empty] | 0 to 55 | [21 empty] | Vertical Stacked |  | Single Bar | C3N-SO10 | Components | [22 empty] | 1 | [21 empty] | 1 | [10 empty] | >0.45 | [37 empty] | DILAS | http://dilas.com/assets/media/products/COHR-DILAS_VStack_C3N_SO10_1540nm.pdf | 2017-09-01
1074 | VStack C3N SO10 940nm 200W | Diode Lasers | Components | QCW |  | Diode |  | 200000 | 170000 | 80000 | 250000 | [15 empty] | >55 | [5 empty] | Yes | 940 | 800 | 1000 | 200 | 10 | 10 |  |  |  | 3.2 |  |  |  | <6 | 0.34 | [5 empty] | 1000000000 |  |  | 3 | [9 empty] | <210 |  |  | <25 | [10 empty] | 68.1 | [6 empty] | 2 | [71 empty] | >70 | [24 empty] | 19.5 |  |  | 20 to 35 | [11 empty] | 0 to 55 | [21 empty] | Vertical Stacked |  | Single Bar | C3N-SO10 | Components | [22 empty] | 2 | [21 empty] | 1 | [10 empty] | 1.19 | [37 empty] | DILAS | http://dilas.com/assets/media/products/COHR-DILAS_VStack_C3N_SO10_940nm.pdf | 2017-09-01
1075 | VStack C3N SO10 940nm 300W | Diode Lasers | Components | QCW |  | Diode |  | 300000 | 250000 | 250000 | 500000 | [15 empty] | >55 | [5 empty] | Yes | 940 | 800 | 1000 | 200 | 10 | 10 |  |  |  | 4.4 |  |  |  | <6 | 0.34 | [5 empty] | 1000000000 |  |  | 5 | [9 empty] | <300 |  |  | <25 | [10 empty] | 67.5 | [6 empty] | 2 | [71 empty] | >70 | [24 empty] | 25 |  |  | 20 to 35 | [11 empty] | 0 to 55 | [21 empty] | Vertical Stacked |  | Single Bar | C3N-SO10 | Components | [22 empty] | 2 | [21 empty] | 1 | [10 empty] | 1.2 | [37 empty] | DILAS | http://dilas.com/assets/media/products/COHR-DILAS_VStack_C3N_SO10_940nm.pdf | 2017-09-01
1076 | VStack C3N SO10 940nm 400W | Diode Lasers | Components | QCW |  | Diode |  | 400000 | 250000 | 250000 | 500000 | [15 empty] | >55 | [5 empty] | Yes | 940 | 800 | 1000 | 200 | 10 | 10 |  |  |  | 3.3 |  |  |  | <6 | 0.34 | [5 empty] | 1000000000 |  |  | 5 | [9 empty] | <400 |  |  | <25 | [10 empty] | 57.8 | [6 empty] | 2 | [71 empty] | >70 | [24 empty] | 19.8 |  |  | 20 to 35 | [11 empty] | 0 to 55 | [21 empty] | Vertical Stacked |  | Single Bar | C3N-SO10 | Components | [22 empty] | 2 | [21 empty] | 1 | [10 empty] | 1.15 | [37 empty] | DILAS | http://dilas.com/assets/media/products/COHR-DILAS_VStack_C3N_SO10_940nm.pdf | 2017-09-01
1077 | VStack_EN-Frameless_1064nm 40W | Diode Lasers | Components | QCW |  | Diode |  | 40000 | 80000 | 0 | 80000 | [11 empty] | 40 |  |  |  | >52 | [5 empty] | Yes | 1064 | 1001 | 1100 | 99 | 10 | 10 | [8 empty] | 0.4 | [18 empty] | <50 |  |  | <10 | [17 empty] | 1.9 | [99 empty] | 20 to 35 | [11 empty] | 0 to 55 | [21 empty] | Vertical Stacked |  |  | EN-Frameless | Components | Unhoused | [12 empty] | 10 x 0.8 | 1900 | [11 empty] | <70 | [17 empty] | 1 to 30 | [11 empty] | >0.95 | 8 | [32 empty] | Hard Soldering |  |  | DILAS | http://dilas.com/assets/media/products/Cohr-DILAS_VStack_EN-Frameless_1064nm.pdf | 2017-09-01
1078 | VStack_EN-Frameless_1064nm 60W | Diode Lasers | Components | QCW |  | Diode |  | 60000 | 80000 | 0 | 80000 | [11 empty] | 60 |  |  |  | >52 | [5 empty] | Yes | 1064 | 1001 | 1100 | 99 | 10 | 10 | [8 empty] | 0.4 | [18 empty] | <70 |  |  | <10 | [17 empty] | 1.9 | [99 empty] | 20 to 35 | [11 empty] | 0 to 55 | [21 empty] | Vertical Stacked |  |  | EN-Frameless | Components | Unhoused | [12 empty] | 10 x 0.8 | 1900 | [11 empty] | <70 | [17 empty] | 1 to 30 | [11 empty] | >0.95 | 8 | [35 empty] | DILAS | http://dilas.com/assets/media/products/Cohr-DILAS_VStack_EN-Frameless_1064nm.pdf | 2017-09-01
1079 | Water-Air Chiller (2500W) - for Water-Cooled Laser Systems up to 600W-1500W |  | Laser |  |  | Diode |  | 0 | [24 empty] | No | 0 | 0 | [19 empty] | 0 |  | 50 |  | 14 | [27 empty] | 230 ±10% Single Phase | [62 empty] | 648 x 483 x 489 | [6 empty] | 70 |  |  |  | 5 to 42 | [9 empty] | 2500 | 2 x 8 mm Quick Connector | 2 x 12 mm Quick Connector | Distilled Water or DI Water |  |  |  |  | 18 to 25 | [42 empty] | Chillers |  |  | Water Chillers | Systems | [18 empty] | Air-Cooled | [19 empty] | 9 Pol Sub-D |  |  |  |  | <70 | [6 empty] | R134a | [10 empty] | 11 | [28 empty] | Material Processing |  |  | DILAS | http://dilas.com/assets/media/products/COHR-DILAS_Water-Air_2500W.pdf | 2017-09-01
1080 | Water-Air Chiller (800W) - for Water-Cooled Laser Systems up to 500W |  | Laser |  |  | Diode |  | 0 | [24 empty] | No | 0 | 0 | [19 empty] | 0 |  | 50/60 |  | 8.5 | [27 empty] | 230 ±10% Single Phase | [62 empty] | 651 x 483 x 311 | [6 empty] | 40 |  |  |  | 5 to 42 | [9 empty] | 800 | 2 x 8 mm Quick Connector | 2 x 8 mm Hose Fitting | Distilled Water or DI Water |  |  |  |  | 15 to 25 | [42 empty] | Chillers |  |  | Water Chillers | Systems | [18 empty] | Air-Cooled | [19 empty] | 9 Pol Sub-D |  |  |  |  | <70 | [6 empty] | R134a/400g | [10 empty] | 7 | [28 empty] | Material Processing |  |  | DILAS | http://dilas.com/assets/media/products/COHR-DILAS_Water-Air_800W.pdf | 2017-09-01
1081 | Water-Water Chiller (800W) - for Water-Cooled Laser Systems up to 500W |  | Laser |  |  | Diode |  | 0 | [24 empty] | No | 0 | 0 | [19 empty] | 0 |  | 50/60 |  | 10 | [27 empty] | 230 ±10% Single Phase | [62 empty] | 600 x 483 x 311 | [6 empty] | 40 |  |  |  |  | 10 to 35 | 10 to 20 | 2 to 6 | 5 to 42 | [5 empty] | 800 | 2 x 8 mm Quick Connector | 2 x 8 mm Hose Fitting | Distilled Water or DI Water |  |  |  |  | 15 to 25 | [42 empty] | Chillers |  | Water Chillers | Water Chillers | Systems | [18 empty] | Water-Cooled | [19 empty] | 9 Pol Sub-D |  |  |  |  | <70 | [6 empty] | R134a/400g | [10 empty] | 7 |  |  |  |  | 2 x 1/2" Outisde Thread | [23 empty] | Material Processing |  |  | DILAS | http://dilas.com/assets/media/products/COHR-DILAS_Water-Water_800W.pdf | 2017-09-01
1082 | COMPACT-EVOLUTION | Diode Lasers | Laser | CW, Modulated |  | Diode |  |  | 700000 | 100000 | 800000 | [14 empty] | 5 | [6 empty] | Yes | Near IR - IR | 638 | 1940 | 1302 | 10 | 10 |  |  |  |  | 650 |  |  |  |  | 1600000 | [5 empty] | 0 |  | 50/60 | [23 empty] | >40 | [5 empty] | 200 | 240 | [5 empty] | >=600 | <300 | [13 empty] | 0.22 | [24 empty] | QBH (Water-cooled) |  |  |  | 5, 10, or 20 | [7 empty] | 200 |  |  |  | 600 x 483 x 133 | [6 empty] | 30 | [30 empty] | 18 to 40 (non-condensing) | [11 empty] | 5 to 50 | [21 empty] | Fiber-Coupled Diode Laser System |  |  | EVOLUTION 600/200 (LC) | Systems |  |  |  |  | RS232, CanOpen |  |  | Analog Power Setting: 0-10V, Digital Signals: 24V | Browser Access to DLC Software | [39 empty] | IP21 | [11 empty] | ±2 | [29 empty] | Material Processing |  |  | DILAS | http://dilas.com/assets/media/products/Cohr-DILAS-ILS_COMPACT-EVOLUTION_600W.pdf | 2017-11-02
1083 | COMPACT-EVOLUTION 150W | Diode Lasers | Laser | CW, Modulated |  | Diode |  | 150000 | 400000 | 100000 | 500000 | [14 empty] | 5 | [6 empty] | Yes | Near IR | 638 | 1940 | 1302 | 10 | 10 |  |  |  |  | 650 |  |  |  |  | 1600000 | [5 empty] | 0 |  | 50/60 | [23 empty] | >30 | [5 empty] | 200 | 240 (single phase) |  |  | 470 |  |  | >=600 | <300 | [13 empty] | 0.22 | [24 empty] | QBH (Water-cooled) |  |  |  | 5, 10, or 20 | [7 empty] | 200 |  |  |  | 600 x 483 x 133 | [6 empty] | 30 | [21 empty] | 22 | [8 empty] | 18 to 40 (non-condensing) | [11 empty] | 5 to 50 | [21 empty] | Fiber-Coupled Diode Laser System |  |  | EVOLUTION 600/200 (LC) | Systems |  |  |  |  | RS232, CanOpen |  |  | Analog Power Setting: 0-10V, Digital Signals: 24V | Browser Access to DLC Software | [39 empty] | IP21 | [11 empty] | ±2 | [29 empty] | Material Processing |  |  | DILAS | http://dilas.com/assets/media/products/Cohr-DILAS-ILS_COMPACT-EVOLUTION_600W.pdf | 2017-09-01
1084 | COMPACT-EVOLUTION 200W | Diode Lasers | Laser | CW, Modulated |  | Diode |  | 200000 | 400000 | 100000 | 500000 | [14 empty] | 5 | [6 empty] | Yes | Near IR | 638 | 1940 | 1302 | 10 | 10 |  |  |  |  | 650 |  |  |  |  | 1600000 | [5 empty] | 0 |  | 50/60 | [23 empty] | >30 | [5 empty] | 200 | 240 (single phase) |  |  | 660 |  |  | >=600 | <300 | [13 empty] | 0.22 | [24 empty] | QBH (Water-cooled) |  |  |  | 5, 10, or 20 | [7 empty] | 200 |  |  |  | 600 x 483 x 133 | [6 empty] | 30 | [21 empty] | 22 | [8 empty] | 18 to 40 (non-condensing) | [11 empty] | 5 to 50 | [21 empty] | Fiber-Coupled Diode Laser System |  |  | EVOLUTION 600/200 (LC) | Systems |  |  |  |  | RS232, CanOpen |  |  | Analog Power Setting: 0-10V, Digital Signals: 24V | Browser Access to DLC Software | [39 empty] | IP21 | [11 empty] | ±2 | [29 empty] | Material Processing |  |  | DILAS | http://dilas.com/assets/media/products/Cohr-DILAS-ILS_COMPACT-EVOLUTION_600W.pdf | 2017-09-01
1085 | COMPACT-EVOLUTION 300W | Diode Lasers | Laser | CW, Modulated |  | Diode |  | 300000 | 400000 | 100000 | 500000 | [14 empty] | 5 | [6 empty] | Yes | Near IR | 790 | 1070 | 280 | 10 | 10 |  |  |  |  | 650 |  |  |  |  | 1600000 | [5 empty] | 0 |  | 50/60 | [23 empty] | >35 | [5 empty] | 200 | 240 (single phase) |  |  | 870 |  |  | >=600 | <300 | [13 empty] | 0.22 | [24 empty] | QBH (Water-cooled) |  |  |  | 5, 10, or 20 | [7 empty] | 200 |  |  |  | 600 x 483 x 133 | [6 empty] | 30 | [21 empty] | 22 | [8 empty] | 18 to 40 (non-condensing) | [11 empty] | 5 to 50 | [21 empty] | Fiber-Coupled Diode Laser System |  |  | EVOLUTION 600/200 (LC) | Systems |  |  |  |  | RS232, CanOpen |  |  | Analog Power Setting: 0-10V, Digital Signals: 24V | Browser Access to DLC Software | [39 empty] | IP21 | [11 empty] | ±2 | [29 empty] | Material Processing |  |  | DILAS | http://dilas.com/assets/media/products/Cohr-DILAS-ILS_COMPACT-EVOLUTION_600W.pdf | 2017-09-01
1086 | COMPACT-EVOLUTION 450W | Diode Lasers | Laser | CW, Modulated |  | Diode |  | 450000 | 500000 | 100000 | 600000 | [14 empty] | 5 | [6 empty] | Yes | Near IR | 790 | 1070 | 280 | 10 | 10 |  |  |  |  | 650 |  |  |  |  | 1600000 | [5 empty] | 0 |  | 50/60 | [23 empty] | >40 | [5 empty] | 200 | 240 (single phase) |  |  | 1170 |  |  | >=600 | <300 | [13 empty] | 0.22 | [24 empty] | QBH (Water-cooled) |  |  |  | 5, 10, or 20 | [7 empty] | 200 |  |  |  | 600 x 483 x 133 | [6 empty] | 30 | [21 empty] | 22 | [8 empty] | 18 to 40 (non-condensing) | [11 empty] | 5 to 50 | [21 empty] | Fiber-Coupled Diode Laser System |  |  | EVOLUTION 600/200 (LC) | Systems |  |  |  |  | RS232, CanOpen |  |  | Analog Power Setting: 0-10V, Digital Signals: 24V | Browser Access to DLC Software | [39 empty] | IP21 | [11 empty] | ±2 | [29 empty] | Material Processing |  |  | DILAS | http://dilas.com/assets/media/products/Cohr-DILAS-ILS_COMPACT-EVOLUTION_600W.pdf | 2017-09-01
1087 | COMPACT-EVOLUTION 600W | Diode Lasers | Laser | CW, Modulated |  | Diode |  | 600000 | 700000 | 100000 | 800000 | [14 empty] | 5 | [6 empty] | Yes | Near IR | 790 | 1070 | 280 | 10 | 10 |  |  |  |  | 650 |  |  |  |  | 1600000 | [5 empty] | 0 |  | 50/60 | [23 empty] | >40 | [5 empty] | 200 | 240 (single phase) |  |  | 1420 |  |  | >=600 | <300 | [13 empty] | 0.22 | [24 empty] | QBH (Water-cooled) |  |  |  | 5, 10, or 20 | [7 empty] | 200 |  |  |  | 600 x 483 x 133 | [6 empty] | 30 | [21 empty] | 22 | [8 empty] | 18 to 40 (non-condensing) | [11 empty] | 5 to 50 | [21 empty] | Fiber-Coupled Diode Laser System |  |  | EVOLUTION 600/200 (LC) | Systems |  |  |  |  | RS232, CanOpen |  |  | Analog Power Setting: 0-10V, Digital Signals: 24V | Browser Access to DLC Software | [39 empty] | IP21 | [11 empty] | ±2 | [29 empty] | Material Processing |  |  | DILAS | http://dilas.com/assets/media/products/Cohr-DILAS-ILS_COMPACT-EVOLUTION_600W.pdf | 2017-09-01
1088 | Mini DL System | Diode Lasers | Laser | CW, Modulated |  | Diode |  | 25000 | 80000 | 0 | 80000 | [14 empty] | <=5 | [6 empty] | Yes | Near IR - IR | 630 | 2200 | 1570 | 10 | 10 |  |  |  |  | 650 |  |  |  |  | 0.5 | [5 empty] | 0 |  | 50/60 | [23 empty] | >14 | [5 empty] | 100 | 240 |  | 0.35 | [18 empty] | 0.22 | [23 empty] | HP-SMA 905 with Free Standing Fiber Tips |  |  | 200, 400 |  | 5 | [11 empty] | 335 x 144 x 169 | [6 empty] | 5 | [30 empty] | 15 to 35 (non-condensing) | [11 empty] | 5 to 50 | [21 empty] | Fiber-Coupled Diode Laser System |  | MINI Diode Laser System |  | Systems | [42 empty] | 300 | [17 empty] | ±2 | [29 empty] | Material Processing |  |  | DILAS | http://dilas.com/assets/media/products/COHR-DILAS-ILS_MiniDLSystem.pdf | 2017-11-02
1089 | Mini DL System | Diode Lasers | Laser | CW, Modulated |  | Diode |  | 25000 | 80000 | 0 | 80000 | [14 empty] | <=5 | [6 empty] | Yes | Near IR | 630 | 2200 | 1570 | 10 | 10 |  |  |  |  | 650 |  |  |  |  | 0.5 | [5 empty] | 0 |  | 50/60 | [23 empty] | >14 | [5 empty] | 100 | 240 |  | 0.35 | [18 empty] | 0.22 | [23 empty] | HP-SMA 905 with Free Standing Fiber Tips |  |  | 200, 400 |  | 5 | [11 empty] | 335 x 144 x 169 | [6 empty] | 5 | [30 empty] | 15 to 35 (non-condensing) | [11 empty] | 5 to 50 | [21 empty] | Fiber-Coupled Diode Laser System |  | MINI Diode Laser System | MINI 30/200 | Systems | [42 empty] | 300 | [17 empty] | ±2 | [29 empty] | Material Processing |  |  | DILAS | http://dilas.com/assets/media/products/COHR-DILAS-ILS_MiniDLSystem.pdf | 2017-09-01
1090 | Mini DLSystem | Diode Lasers | Laser | CW, Modulated |  | Diode |  | 50000 | 80000 | 0 | 80000 | [14 empty] | <=5 | [6 empty] | Yes | Near IR | 630 | 2200 | 1570 | 10 | 10 |  |  |  |  | 650 |  |  |  |  | 0.5 | [5 empty] | 0 |  | 50/60 | [23 empty] | >14 | [5 empty] | 100 | 240 |  | 0.35 | [18 empty] | 0.22 | [23 empty] | HP-SMA 905 with Free Standing Fiber Tips |  |  | 200, 400 |  | 5 | [11 empty] | 335 x 144 x 169 | [6 empty] | 5 | [30 empty] | 15 to 35 (non-condensing) | [11 empty] | 5 to 50 | [21 empty] | Fiber-Coupled Diode Laser System |  | MINI Diode Laser System | MINI 50/400 | Systems | [42 empty] | 300 | [17 empty] | ±2 | [29 empty] | Material Processing |  |  | DILAS | http://dilas.com/assets/media/products/COHR-DILAS-ILS_MiniDLSystem.pdf | 2017-09-01
1091 | COMPACT-EVOLUTION | Diode Lasers | Laser | CW, Modulated |  | Diode |  |  | 1700000 | 300000 | 2000000 | [14 empty] | <5 | [6 empty] | Yes | Near IR | 790 | 1070 | 280 | 10 | 10 |  |  |  |  | 650 |  |  |  |  | 1.6 | [5 empty] | 0 |  | 50/60 | [23 empty] | >35 | [5 empty] | 200 | 240 |  | 2.3 to 3 |  |  |  | >=600 | <300 | [13 empty] | 0.22 | [24 empty] | QBH (Water-cooled), LLK (Water-Cooled) |  |  |  | 5, 10, or 20 | [7 empty] | 300 |  |  |  | 626 x 483 x 267 | [6 empty] | 40 | [21 empty] | 22 | [8 empty] | 18 to 40 (non-condensing) | [11 empty] | 5 to 50 | [21 empty] | Fiber-Coupled Diode Laser System | 300 |  | EVOLUTION 1200/300 (LC) | Systems |  |  |  |  | RS232, CanOpen |  |  | Analog Power Setting: 0-10V, Digital Signals: 24V | Browser Access to DLC Software | [39 empty] | IP21 | [11 empty] | ±2 | [29 empty] | Material Processing |  |  | DILAS | http://dilas.com/assets/media/products/COMPACT-EVOLUTION_1.2kW.pdf | 2017-11-02
1092 | COMPACT-EVOLUTION 1.2kW (1200) | Diode Lasers | Laser | CW, Modulated |  | Diode |  | 1200000 | 1700000 | 300000 | 2000000 | [14 empty] | <5 | [6 empty] | Yes | Near IR | 790 | 1070 | 280 | 10 | 10 |  |  |  |  | 650 |  |  |  |  | 1.6 | [5 empty] | 0 |  | 50/60 | [23 empty] | >35 | [5 empty] | 200 | 240 |  | 2.3 to 3 |  |  |  | >=600 | <300 | [13 empty] | 0.22 | [24 empty] | QBH (Water-cooled), LLK (Water-Cooled) |  |  |  | 5, 10, or 20 | [7 empty] | 300 |  |  |  | 626 x 483 x 267 | [6 empty] | 40 | [21 empty] | 22 | [8 empty] | 18 to 40 (non-condensing) | [11 empty] | 5 to 50 | [21 empty] | Fiber-Coupled Diode Laser System | 300 |  | EVOLUTION 1200/300 (LC) | Systems |  |  |  |  | RS232, CanOpen |  |  | Analog Power Setting: 0-10V, Digital Signals: 24V | Browser Access to DLC Software | [39 empty] | IP21 | [11 empty] | ±2 | [29 empty] | Material Processing |  |  | DILAS | http://dilas.com/assets/media/products/COMPACT-EVOLUTION_1.2kW.pdf | 2017-09-01
1093 | COMPACT-EVOLUTION 1kW (1000) | Diode Lasers | Laser | CW, Modulated |  | Diode |  | 1000000 | 1700000 | 300000 | 2000000 | [14 empty] | <5 | [6 empty] | Yes | Near IR | 790 | 1070 | 280 | 10 | 10 |  |  |  |  | 650 |  |  |  |  | 1.6 | [5 empty] | 0 |  | 50/60 | [23 empty] | >35 | [5 empty] | 200 | 240 |  | 2.3 to 3 |  |  |  | >=600 | <300 | [13 empty] | 0.22 | [24 empty] | QBH (Water-cooled), LLK (Water-Cooled) |  |  |  | 5, 10, or 20 | [7 empty] | 300 |  |  |  | 626 x 483 x 267 | [6 empty] | 40 | [21 empty] | 22 | [8 empty] | 18 to 40 (non-condensing) | [11 empty] | 5 to 50 | [21 empty] | Fiber-Coupled Diode Laser System | 300 |  | EVOLUTION 1200/300 (LC) | Systems |  |  |  |  | RS232, CanOpen |  |  | Analog Power Setting: 0-10V, Digital Signals: 24V | Browser Access to DLC Software | [39 empty] | IP21 | [11 empty] | ±2 | [29 empty] | Material Processing |  |  | DILAS | http://dilas.com/assets/media/products/COMPACT-EVOLUTION_1.2kW.pdf | 2017-09-01
1094 | COMPACT-EVOLUTION 800W | Diode Lasers | Laser | CW, Modulated |  | Diode |  | 800000 | 1700000 | 300000 | 2000000 | [14 empty] | <5 | [6 empty] | Yes | Near IR | 790 | 1070 | 280 | 10 | 10 |  |  |  |  | 650 |  |  |  |  | 1.6 | [5 empty] | 0 |  | 50/60 | [23 empty] | >35 | [5 empty] | 200 | 240 |  | 2.3 to 3 |  |  |  | >=600 | <300 | [13 empty] | 0.22 | [24 empty] | QBH (Water-cooled), LLK (Water-Cooled) |  |  |  | 5, 10, or 20 | [7 empty] | 300 |  |  |  | 626 x 483 x 267 | [6 empty] | 40 | [21 empty] | 22 | [8 empty] | 18 to 40 (non-condensing) | [11 empty] | 5 to 50 | [21 empty] | Fiber-Coupled Diode Laser System | 300 |  | EVOLUTION 1200/300 (LC) | Systems |  |  |  |  | RS232, CanOpen |  |  | Analog Power Setting: 0-10V, Digital Signals: 24V | Browser Access to DLC Software | [39 empty] | IP21 | [11 empty] | ±2 | [29 empty] | Material Processing |  |  | DILAS | http://dilas.com/assets/media/products/COMPACT-EVOLUTION_1.2kW.pdf | 2017-09-01
1095 | BA | Diode Lasers | Components | CW |  | Diode |  |  | 900 | 100 | 1000 | [21 empty] | Yes | IR | 1870 | 3000 | 1130 | <=20 | <=20 | [6 empty] | <5 | [15 empty] | <=5 |  |  |  |  | <=4.5 |  |  | 0.35 | [17 empty] | <1.6 | [16 empty] | <11 | <47 | [41 empty] | <=1.5 |  |  | 100 to 110 |  |  |  |  | <=150 |  | C-Mount | [25 empty] | Non-condensing Atmosphere |  |  |  | 15 to 30 | [8 empty] | 20 |  |  | -20 to 60 | [21 empty] | Single Emitters (TA, TAL, BA) |  |  | BA-SE | Components | BA | [10 empty] | Base Plate | [5 empty] | Wire Flag | [34 empty] | Yes |  |  | >0.35 | [37 empty] | DILAS |  | 2017-11-02
1096 | BA-1870-0700-SE | Diode Lasers | Components | CW |  | Diode |  | 700 | 600 | 100 | 700 | [21 empty] | Yes | 1870 | 1870 | 1970 | 100 | 20 | 20 | [6 empty] | <5 | [15 empty] | 3.2 |  |  |  |  | 2.8 |  |  | 0.35 | [17 empty] | 1.5 | [16 empty] | <11 | <47 | [41 empty] | 1.5 |  |  | 100 to 110 |  |  |  |  | 100 |  | C-Mount | [25 empty] | Non-condensing Atmosphere |  |  |  | 15 to 30 | [8 empty] | 20 |  |  | -20 to 60 | [21 empty] | Single Emitters (TA, TAL, BA) |  |  | BA-SE | Components | BA | [10 empty] | Base Plate | [5 empty] | Wire Flag | [34 empty] | Yes |  |  | >0.25 | [37 empty] | DILAS | http://dilas.com/assets/media/products/DILAS_BA-1870-0700.pdf | 2017-09-01
1097 | BA-1870-1000-SE | Diode Lasers | Components | CW |  | Diode |  | 1000 | 900 | 100 | 1000 | [21 empty] | Yes | 1870 | 1870 | 1970 | 100 | 10 | 10 | [6 empty] | <5 | [15 empty] | 5 |  |  |  |  | 4.5 |  |  | 0.35 | [17 empty] | 1.5 | [16 empty] | <11 | <47 | [41 empty] | 1.5 |  |  | 100 to 110 |  |  |  |  | 100 |  | C-Mount | [25 empty] | Non-condensing Atmosphere |  |  |  | 15 to 30 | [8 empty] | 20 |  |  | -20 to 60 | [21 empty] | Single Emitters (TA, TAL, BA) |  |  | BA-SE | Components | BA | [10 empty] | Base Plate | [5 empty] | Wire Flag | [34 empty] | Yes |  |  | >0.23 | [37 empty] | DILAS | http://dilas.com/assets/media/products/DILAS_BA-1870-1000-SE.pdf | 2017-09-01
1098 | BA-1908-0700-SE | Diode Lasers | Components | CW |  | Diode |  | 700 | 600 | 100 | 700 | [21 empty] | Yes | 1908 | 1900 | 2000 | 100 | 20 | 20 | [6 empty] | <5 | [15 empty] | 3.2 |  |  |  |  | 2.8 |  |  | 0.35 | [17 empty] | 1.5 | [16 empty] | <11 | <47 | [41 empty] | 1.5 |  |  | 100 to 110 |  |  |  |  | 100 |  | C-Mount | [25 empty] | Non-condensing Atmosphere |  |  |  | 15 to 30 | [8 empty] | 20 |  |  | -20 to 60 | [21 empty] | Single Emitters (TA, TAL, BA) |  |  | BA-SE | Components | BA | [10 empty] | Base Plate | [5 empty] | Wire Flag | [34 empty] | Yes |  |  | >0.25 | [37 empty] | DILAS | http://dilas.com/assets/media/products/DILAS_BA-1908-0700.pdf | 2017-09-01
1099 | BA-1908-1000-SE | Diode Lasers | Components | CW |  | Diode |  | 1000 | 900 | 100 | 1000 | [21 empty] | Yes | 1908 | 1900 | 2000 | 100 | 20 | 20 | [6 empty] | <5 | [15 empty] | 3.5 |  |  |  |  | 3.1 |  |  | 0.35 | [17 empty] | 1.5 | [16 empty] | <11 | <47 | [41 empty] | 1.5 |  |  | 100 to 110 |  |  |  |  | 150 |  | C-Mount | [25 empty] | Non-condensing Atmosphere |  |  |  | 15 to 30 | [8 empty] | 20 |  |  | -20 to 60 | [21 empty] | Single Emitters (TA, TAL, BA) |  |  | BA-SE | Components | BA | [10 empty] | Base Plate | [5 empty] | Wire Flag | [34 empty] | Yes |  |  | >0.35 | [37 empty] | DILAS | http://dilas.com/assets/media/products/DILAS_BA-1908-1000.pdf | 2017-09-01
1100 | BA-1940-0700-SE | Diode Lasers | Components | CW |  | Diode |  | 700 | 600 | 100 | 700 | [21 empty] | Yes | 1940 | 1900 | 2000 | 100 | 20 | 20 | [6 empty] | <5 | [15 empty] | 3.5 |  |  |  |  | 3 |  |  | 0.2 | [17 empty] | 1.5 | [16 empty] | <11 | <47 | [41 empty] | 1.5 |  |  | 100 to 110 |  |  |  |  | 100 |  | C-Mount | [25 empty] | Non-condensing Atmosphere |  |  |  | 15 to 30 | [8 empty] | 20 |  |  | -20 to 60 | [21 empty] | Single Emitters (TA, TAL, BA) |  |  | BA-SE | Components | BA | [10 empty] | Base Plate | [5 empty] | Wire Flag | [34 empty] | Yes |  |  | >0.25 | [37 empty] | DILAS | http://dilas.com/assets/media/products/DILAS_BA-1940-0700.pdf | 2017-09-01
1101 | BA-1940-1000-SE | Diode Lasers | Components | CW |  | Diode |  | 1000 | 900 | 100 | 1000 | [21 empty] | Yes | 1940 | 1900 | 2000 | 100 | 20 | 20 | [6 empty] | <5 | [15 empty] | 4 |  |  |  |  | 3.5 |  |  | 0.35 | [17 empty] | 1.6 | [16 empty] | <11 | <47 | [41 empty] | 1.5 |  |  | 100 to 110 |  |  |  |  | 150 |  | C-Mount | [25 empty] | Non-condensing Atmosphere |  |  |  | 15 to 30 | [8 empty] | 20 |  |  | -20 to 60 | [21 empty] | Single Emitters (TA, TAL, BA) |  |  | BA-SE | Components | BA | [10 empty] | Base Plate | [5 empty] | Wire Flag | [34 empty] | Yes |  |  | >0.33 | [37 empty] | DILAS | http://dilas.com/assets/media/products/DILAS_BA-1940-1000.pdf | 2017-09-01
1102 | BA-2180-0500-SE | Diode Lasers | Components | CW |  | Diode |  | 500 | 400 | 100 | 500 | [21 empty] | Yes | 2180 |  |  |  | 20 | 20 | [6 empty] | <5 | [15 empty] | 3.5 |  |  |  |  | 3 |  |  | 0.35 | [17 empty] | <1.5 | [16 empty] | <11 | <47 | [41 empty] | 1 |  |  | 100 to 110 |  |  |  |  | 100 |  | C-Mount | [25 empty] | Non-condensing Atmosphere |  |  |  | 15 to 30 | [8 empty] | 20 |  |  | -20 to 60 | [21 empty] | Single Emitters (TA, TAL, BA) |  |  | BA-SE | Components | BA | [10 empty] | Base Plate | [5 empty] | Wire Flag | [34 empty] | Yes |  |  | >0.18 | [37 empty] | DILAS | http://dilas.com/assets/media/products/DILAS_BA-2180-0500.pdf | 2017-10-13
1103 | BA-2200-0500-SE | Diode Lasers | Components | CW |  | Diode |  | 500 | 600 | 100 | 700 | [21 empty] | Yes | 2200 | 2000 | 3000 | 1000 | 20 | 20 |  | 2200 |  |  |  |  | <5 | [15 empty] | 3 |  |  |  |  | 2.5 |  |  | 0.35 | [17 empty] | 1.5 | [16 empty] | <11 | <47 | [41 empty] | 1 |  |  | 100 to 110 |  |  |  |  | 150 |  | C-Mount | [25 empty] | Non-condensing Atmosphere |  |  |  | 15 to 30 | [8 empty] | 20 |  |  | -20 to 60 | [21 empty] | Single Emitters (TA, TAL, BA) |  |  | BA-SE | Components | BA | [10 empty] | Base Plate | [5 empty] | Wire Flag | [34 empty] | Yes |  |  | >0.27 | [37 empty] | DILAS | http://dilas.com/assets/media/products/DILAS_BA-2200-0500-SE.pdf | 2017-09-01
1104 | BA-2230-0500-SE | Diode Lasers | Components | CW |  | Diode |  | 500 | 900 | 100 | 1000 | [21 empty] | Yes | 2230 | 2000 | 3000 | 1000 | 20 | 20 | [6 empty] | <5 | [15 empty] | 2.5 |  |  |  |  | 2 |  |  | 0.25 | [17 empty] | 1.5 | [16 empty] | <11 | <47 | [44 empty] | 100 to 110 |  |  |  |  | 100 |  | Non-condensing Atmosphere | 15 to 30 | [24 empty] | Non-condensing Atmosphere |  |  |  | 15 to 30 | [8 empty] | 20 |  |  | -20 to 60 | [21 empty] | Single Emitters (TA, TAL, BA) |  |  | BA-SE | Components | BA | [10 empty] | Base Plate | [5 empty] | Wire Flag | [34 empty] | Yes |  |  | >0.27 | [37 empty] | DILAS | http://dilas.com/assets/media/products/DILAS_BA-2230-0500.pdf | 2017-09-01
1105 | DirectBeam | Diode Lasers | Components | CW |  | Diode |  |  | 10000000 | 0 | 10000000 | [15 empty] | >21 | [5 empty] | Yes | Near IR - IR | 801 | 1700 | 899 | <=20 | <=20 | [7 empty] | <18 | <0.62 | [18 empty] | <165 |  |  | <16 | [17 empty] | <24 | [111 empty] | 0 to 55 | [21 empty] | Direct Beam Sources |  |  |  | Components | [93 empty] | DILAS |  | 2017-11-02
1106 | DirectBeam EN-VH8 Stack | Diode Lasers | Components | CW |  | Diode |  | 950000 | 9920000 | 80000 | 10000000 | [15 empty] | >50 | [5 empty] | Yes | 808 | 801 | 830 | 29 | 5 | 5 | [7 empty] | <4 | 0.27 | [18 empty] | <100 |  |  | <16 | [17 empty] | 22 | [12 empty] | <13 |  |  | <13 | [45 empty] | 107.1 x 25 x 50.4 | [6 empty] | 1 | [9 empty] | 180 to 200 | De-ionized water | 20 to 25 | [18 empty] | 20 to 30 | [11 empty] | 0 to 55 |  | 20 to 55 | [19 empty] | Direct Beam Sources |  | Multi Bar | EN-VH8 | Components | [22 empty] | <30 | [13 empty] | >90 | [7 empty] | 12 | [10 empty] | >10 | [37 empty] | DILAS | http://dilas.com/assets/media/products/DILAS_DirectBeam_EN-VH8_Stack.pdf | 2017-09-01
1107 | DirectBeam MMB 250W | Diode Lasers | Components | CW |  | Diode |  | 250000 | [18 empty] | >=40 | [5 empty] | Yes |  | 808 | 980 | 172 | 5 | 5 | [7 empty] | <5 | 0.31 | [18 empty] | 50 |  |  | <10 | [17 empty] | <12 | [12 empty] | 52 ±3 |  |  | 2 ± 0.3 | [16 empty] | 300 ±10 | [58 empty] | 250 to 400 | [5 empty] | 20 to 25 | 30 to 35 |  | 20 to 25 | [5 empty] | >350 |  |  |  |  | 0 to 55 | [21 empty] | Direct Beam Sources |  | Multi Bar | MMB | Components | [36 empty] | 90 | [12 empty] | 10 | [43 empty] | DILAS | http://dilas.com/assets/media/products/DILAS_DirectBeam_MMB_250W.pdf | 2017-10-13
1108 | DirectBeam MMB 600W | Diode Lasers | Components | CW |  | Diode |  | 600000 | [18 empty] | >=45 | [5 empty] | Yes | 880 |  |  |  | 5 | 5 | [7 empty] | <5 | 0.31 | [18 empty] | <=70 |  |  | <15 | [17 empty] | <24 | [12 empty] | <!2 |  |  | 325 ±25 | [16 empty] | 160 ±10 | [64 empty] | 20 to 30 | [8 empty] | >=750 |  |  |  |  | 0 to 55 | [21 empty] | Direct Beam Sources |  | Multi Bar | MMB | Components | [36 empty] | 97.5 | [56 empty] | DILAS | http://dilas.com/assets/media/products/DILAS_DirectBeam_MMB_600W.pdf | 2017-10-13
1109 | DirectBeam M1B 1550nm | Diode Lasers | Components | QCW |  | Diode |  | 70000 | 80000 | 0 | 80000 | [15 empty] | >21 | [5 empty] | Yes | 1550 | 1500 | 1700 | 200 | 20 | 20 | [7 empty] | <18 | 0.62 | [18 empty] | <165 |  |  | <12 | [17 empty] | 2.1 | [99 empty] | 20 to 30 | [6 empty] | >20 |  |  |  |  | 0 to 55 | [21 empty] | Direct Beam Sources |  | Single Bar | M1B | Components | [26 empty] | 10 mrad | [28 empty] | >0.40 |  | 15 mrad | [35 empty] | DILAS | http://dilas.com/assets/media/products/DILAS_DirectBeam_M1B_1550.pdf | 2017-09-01
1110 | DirectBeam M1B 808nm | Diode Lasers | Components | CW |  | Diode |  | 35000 | 80000 | 0 | 80000 | [15 empty] | >45 | [5 empty] | Yes | 808 | 801 | 830 | 29 | 3 | 3 | [7 empty] | 3 | 0.27 | [18 empty] | >45 |  |  | <10 | [17 empty] | 1.9 | [99 empty] | 20 to 30 | [6 empty] | >=70 |  |  |  |  | 0 to 55 | [21 empty] | Direct Beam Sources |  | Single Bar | M1B | Components | [26 empty] | 10 mrad | [28 empty] | >=1 |  | 10 mrad | [35 empty] | DILAS | http://dilas.com/assets/media/products/DILAS_DirectBeam_M1B_808nm.pdf | 2017-09-01
1111 | DirectBeam M1L 250W | Diode Lasers | Components | CW |  | Diode |  | 250000 | 420000 | 80000 | 500000 | [15 empty] | >=40 | [5 empty] | Yes | 808 | 800 | 899 | 99 | 5 | 5 | [7 empty] | <5 | 0.31 | [18 empty] | 50 |  |  | <10 | [17 empty] | 12 | [12 empty] | 52 ± 3 |  |  | 2000 ± 300 | [16 empty] | 300 ± 10 | [28 empty] | 203 x 195 x 47 | [29 empty] | 250 to 400 | [5 empty] | 20 to 25 | 30 to 35 |  | 20 to 25 |  | 10 | >350 | [7 empty] | 0 to 55 | [21 empty] | Direct Beam Sources |  | Multi Bar | MMF; IS10; MMB | Components | [36 empty] | 90 | [56 empty] | DILAS | http://dilas.com/assets/media/products/DILAS_DirectBeam_M1L_250W.pdf | 2017-09-01
1112 | DirectBeam M1L 250W | Diode Lasers | Components | CW |  | Diode |  | 250000 | 420000 | 80000 | 500000 | [15 empty] | >=40 | [5 empty] | Yes | 940 | 900 | 960 | 60 | 5 | 5 | [7 empty] | <5 | 0.31 | [18 empty] | 50 |  |  | <10 | [17 empty] | 12 | [12 empty] | 52 ± 3 |  |  | 2000 ± 300 | [16 empty] | 300 ± 10 | [28 empty] | 203 x 195 x 47 | [29 empty] | 250 to 400 | [5 empty] | 20 to 25 | 30 to 35 |  | 20 to 25 |  | 10 | >350 | [7 empty] | 0 to 55 | [21 empty] | Direct Beam Sources |  | Multi Bar | MMF; IS10; MMB | Components | [36 empty] | 90 | [56 empty] | DILAS | http://dilas.com/assets/media/products/DILAS_DirectBeam_M1L_250W.pdf | 2017-09-01
1113 | DirectBeam M1L 250W | Diode Lasers | Components | CW |  | Diode |  | 250000 | 420000 | 80000 | 500000 | [15 empty] | >=40 | [5 empty] | Yes | 980 | 961 | 1000 | 39 | 5 | 5 | [7 empty] | <5 | 0.31 | [18 empty] | 50 |  |  | <10 | [17 empty] | 12 | [12 empty] | 52 ± 3 |  |  | 2000 ± 300 | [16 empty] | 300 ± 10 | [28 empty] | 203 x 195 x 47 | [29 empty] | 250 to 400 | [5 empty] | 20 to 25 | 30 to 35 |  | 20 to 25 |  | 10 | >350 | [7 empty] | 0 to 55 | [21 empty] | Direct Beam Sources |  | Multi Bar | MMF; IS10; MMB | Components | [36 empty] | 90 | [56 empty] | DILAS | http://dilas.com/assets/media/products/DILAS_DirectBeam_M1L_250W.pdf | 2017-09-01
1114 | DirectBeam M8L 600W | Diode Lasers | Components | CW |  | Diode |  | 600000 | 750000 | 250000 | 1000000 | [15 empty] | >=45 | [5 empty] | Yes | 880 | 861 | 899 | 38 | 5 | 5 | [7 empty] | <5 | 0.31 | [18 empty] | <=70 |  |  | <=15 | [17 empty] | 24 | [12 empty] | <12 |  |  | 325 ± 25 | [16 empty] | 160 ± 10 | [28 empty] | 65.2 x 31 x 17.4 | [35 empty] | 20 to 30 | [5 empty] | >= 750 | [7 empty] | 0 to 55 | [21 empty] | Direct Beam Sources |  | Multi Bar | ML8 | Components | [36 empty] | 97.5 | [56 empty] | DILAS | http://dilas.com/assets/media/products/DILAS_DirectBeam_M8L_600W.pdf | 2017-09-01
1115 | MF | Diode Lasers | Components | CW |  | Diode |  |  | 250000 | 0 | 250000 | [21 empty] | Yes | Near IR - IR | 601 | 2500 | 1899 | <=25 | <=25 | [48 empty] | <=2.2 | [61 empty] | 85.7 x 31 x 19.7 | [71 empty] | Fiber-Coupled Modules |  |  |  | Components | [93 empty] | DILAS |  | 2017-11-02
1116 | MF 105um, 793nm | Diode Lasers | Components | CW |  | Diode |  | 32000 | 80000 | 0 | 80000 | [15 empty] | >38 | [5 empty] | Yes | 793 | 701 | 800 | 99 | 3 | 3 | [7 empty] | <4 | 0.25 | [18 empty] | <60 |  |  | <8 | [17 empty] | 1.8 | [20 empty] | 0.22 | [18 empty] | 105/125 |  |  |  |  | SMA or Pigtail; Not detachable |  |  | 105 | [13 empty] | 85.7 x 31 x 19.7 | [37 empty] | 20 to 30 | [7 empty] | >=70 |  |  |  | 0 to 55 | [21 empty] | Fiber-Coupled Modules | 105 | Single Bar | MF; M1F-SS2.13 | Components | [44 empty] | 1 | [10 empty] | >=0.8 | [37 empty] | DILAS | http://dilas.com/assets/media/products/DILAS_MF_105um.pdf | 2017-09-01
1117 | MF 105um, 808nm | Diode Lasers | Components | CW |  | Diode |  | 35000 | 80000 | 0 | 80000 | [15 empty] | >38 | [5 empty] | Yes | 808 | 801 | 830 | 29 | 3 | 3 | [7 empty] | <4 | 0.27 | [18 empty] | <60 |  |  | <8 | [17 empty] | 1.8 | [20 empty] | 0.22 | [18 empty] | 105/125 |  |  |  |  | SMA or Pigtail; Not detachable |  |  | 105 | [13 empty] | 85.7 x 31 x 19.7 | [37 empty] | 20 to 30 | [7 empty] | >=70 |  |  |  | 0 to 55 | [21 empty] | Fiber-Coupled Modules | 105 | Single Bar | MF; M1F-SS2.13 | Components | [44 empty] | 1 | [10 empty] | >=0.8 | [37 empty] | DILAS | http://dilas.com/assets/media/products/DILAS_MF_105um.pdf | 2017-09-01
1118 | MF 105um, 976nm | Diode Lasers | Components | CW |  | Diode |  | 40000 | 80000 | 0 | 80000 | [15 empty] | >38 | [5 empty] | Yes | 976 | 900 | 1000 | 100 | 3 | 3 | [7 empty] | <5 | 0.34 | [18 empty] | <65 |  |  | <6 | [17 empty] | 1.8 | [20 empty] | 0.22 | [18 empty] | 105/125 |  |  |  |  | SMA or Pigtail; Not detachable |  |  | 105 | [13 empty] | 85.7 x 31 x 19.7 | [37 empty] | 20 to 30 | [7 empty] | >=70 |  |  |  | 0 to 55 | [21 empty] | Fiber-Coupled Modules | 105 | Single Bar | MF; M1F-SS2.13 | Components | [44 empty] | 1 | [10 empty] | >=0.8 | [37 empty] | DILAS | http://dilas.com/assets/media/products/DILAS_MF_105um.pdf | 2017-09-01
1119 | MF 1064nm-400um | Diode Lasers | Components | CW |  | Diode |  | 30000 | 80000 | 0 | 80000 | [15 empty] | >40 | [5 empty] | Yes | 1064 | 1001 | 1100 | 99 | 10 | 10 | [7 empty] | <7 | 0.4 | [18 empty] | <57 |  |  | <7 | [17 empty] | 1.7 | [20 empty] | 0.22 | [23 empty] | HP-SMA 905 with Free Standing Fiber Tips |  |  | 400 | [13 empty] | 85.7 x 31 x 19.7 | [37 empty] | 20 to 30 | [6 empty] | >70 |  |  |  |  | 0 to 55 | [21 empty] | Fiber-Coupled Modules | 400 | Single Bar | MF; M1F-SS2.1; M1F-SS5.2 | Components | [45 empty] | True unpolarized output is available as an option | [9 empty] | >0.7 | [37 empty] | DILAS | http://dilas.com/assets/media/products/DILAS_MF_1064nm-400um.pdf | 2017-09-01
1120 | MF 1210nm, 400um | Diode Lasers | Components | CW |  | Diode |  | 14000 | 35000 | 0 | 35000 | [15 empty] | >20 | [5 empty] | Yes | 1210 | 1101 | 1260 | 159 | 25 | 25 | [7 empty] | <10 | 0.4 | [18 empty] | <55 |  |  | <10 | [17 empty] | 1.35 | [20 empty] | 0.22 | [23 empty] | HP-SMA 905 with Free Standing Fiber Tips |  |  | 400 | [13 empty] | 85.7 x 31 x 19.7 | [37 empty] | 20 to 30 | [6 empty] | >90 |  |  |  |  | 0 to 55 | [21 empty] | Fiber-Coupled Modules | 400 | Single Bar | MF; M1F-SS2.1; M1F-SS5.2 | Components | [45 empty] | True unpolarized output is available as an option | [9 empty] | >0.3 | [37 empty] | DILAS | http://dilas.com/assets/media/products/DILAS_MF_1210nm-400um.pdf | 2017-09-01
1121 | MF 1310nm, 400um | Diode Lasers | Components | CW |  | Diode |  | 14000 | 35000 | 0 | 35000 | [15 empty] | >18 | [5 empty] | Yes | 1310 | 1261 | 1399 | 138 | 20 | 20 | [7 empty] | <12 | 0.44 | [18 empty] | <62 |  |  | <10 | [17 empty] | 1.3 | [20 empty] | 0.22 | [23 empty] | HP-SMA 905 with Free Standing Fiber Tips |  |  | 400 | [13 empty] | 85.7 x 31 x 19.7 | [37 empty] | 20 to 30 | [6 empty] | >90 |  |  |  |  | 0 to 55 | [21 empty] | Fiber-Coupled Modules | 400 | Single Bar | MF; M1F-SS2.1; M1F-SS5.2 | Components | [45 empty] | True unpolarized output is available as an option | [9 empty] | >0.3 | [37 empty] | DILAS | http://dilas.com/assets/media/products/DILAS_MF_1310nm-400um.pdf | 2017-09-01
1122 | MF 1470nm, 200um | Diode Lasers | Components | CW |  | Diode |  | 12000 | 35000 | 0 | 35000 | [15 empty] | >17 | [5 empty] | Yes | 1470 | 1400 | 1499 | 99 | 20 | 20 | [7 empty] | <12 | 0.58 | [18 empty] | <60 |  |  | <11 | [17 empty] | 1.4 | [20 empty] | 0.22 | [23 empty] | HP-SMA 905 with Free Standing Fiber Tips |  |  | 200 | [13 empty] | 85.7 x 31 x 19.7 | [37 empty] | 20 to 30 | [6 empty] | >90 |  |  |  |  | 0 to 55 | [21 empty] | Fiber-Coupled Modules | 200 | Single Bar | MF; M1F-SS2.1; M1F-SS5.2 | Components | [45 empty] | True unpolarized output is available as an option | [9 empty] | >0.3 | [37 empty] | DILAS | http://dilas.com/assets/media/products/DILAS_MF_1470nm-200um.pdf | 2017-09-01
1123 | MF 1470nm, 400um | Diode Lasers | Components | CW |  | Diode |  | 15000 | 35000 | 0 | 35000 | [15 empty] | >18 | [5 empty] | Yes | 1470 | 1400 | 1499 | 99 | 20 | 20 | [7 empty] | <12 | 0.58 | [18 empty] | <60 |  |  | <11 | [17 empty] | 1.4 | [20 empty] | 0.22 | [23 empty] | HP-SMA 905 with Free Standing Fiber Tips |  |  | 400 | [13 empty] | 85.7 x 31 x 19.7 | [37 empty] | 20 to 30 | [6 empty] | >90 |  |  |  |  | 0 to 55 | [21 empty] | Fiber-Coupled Modules | 400 | Single Bar | MF; M1F-SS2.1; M1F-SS5.2 | Components | [45 empty] | True unpolarized output is available as an option | [9 empty] | >0.3 | [37 empty] | DILAS | http://dilas.com/assets/media/products/DILAS_MF_1470nm-400um.pdf | 2017-09-01
1124 | MF 1530nm, 200um | Diode Lasers | Components | CW |  | Diode |  | 12000 | 35000 | 0 | 35000 | [15 empty] | >17 | [5 empty] | Yes | 1530 | 1500 | 1700 | 200 | 20 | 20 | [7 empty] | <12 | 0.62 | [18 empty] | <60 |  |  | <11 | [17 empty] | 1.4 | [20 empty] | 0.22 | [23 empty] | HP-SMA 905 with Free Standing Fiber Tips |  |  | 200 | [13 empty] | 85.7 x 31 x 19.7 | [37 empty] | 20 to 30 | [6 empty] | >90 |  |  |  |  | 0 to 55 | [21 empty] | Fiber-Coupled Modules | 200 | Single Bar | MF; M1F-SS2.1; M1F-SS5.2 | Components | [45 empty] | True unpolarized output is available as an option | [9 empty] | >0.3 | [37 empty] | DILAS | http://dilas.com/assets/media/products/DILAS_MF_1530nm-200um.pdf | 2017-09-01
1125 | MF 1550nm, 400um | Diode Lasers | Components | CW |  | Diode |  | 15000 | 35000 | 0 | 35000 | [15 empty] | >18 | [5 empty] | Yes | 1550 | 1500 | 1700 | 200 | 20 | 20 | [7 empty] | <12 | 0.62 | [18 empty] | <65 |  |  | <11 | [17 empty] | 1.4 | [20 empty] | 0.22 | [23 empty] | HP-SMA 905 with Free Standing Fiber Tips |  |  | 400 | [13 empty] | 85.7 x 31 x 19.7 | [37 empty] | 20 to 30 | [6 empty] | >90 |  |  |  |  | 0 to 55 | [21 empty] | Fiber-Coupled Modules | 400 | Single Bar | MF; M1F-SS2.1; M1F-SS5.2 | Components | [45 empty] | True unpolarized output is available as an option | [9 empty] | >0.25 | [37 empty] | DILAS | http://dilas.com/assets/media/products/DILAS_MF_1550nm-400um.pdf | 2017-09-01
1126 | MF 1940nm, 400um | Diode Lasers | Components | CW |  | Diode |  | 6000 | 35000 | 0 | 35000 | [15 empty] | >15 | [5 empty] | Yes | 1940 | 1701 | 2500 | 799 | 20 | 20 | [7 empty] | <15 | 1.2 | [18 empty] | <42 |  |  | <7 | [17 empty] | 1.2 | [20 empty] | 0.22 | [23 empty] | HP-SMA 905 with Free Standing Fiber Tips |  |  | 400 | [13 empty] | 85.7 x 31 x 19.7 | [37 empty] | 20 to 30 | [6 empty] | >90 |  |  |  |  | 0 to 55 | [21 empty] | Fiber-Coupled Modules | 400 | Single Bar | MF; M1F-SS2.1; M1F-SS5.2 | Components | [45 empty] | True unpolarized output is available as an option | [9 empty] | >0.18 | [37 empty] | DILAS | http://dilas.com/assets/media/products/DILAS_MF_1940nm-400um.pdf | 2017-09-01
1127 | DILAS MF 638nm-400um | Diode Lasers | Components | CW |  | Diode |  | 5000 | 35000 | 0 | 35000 | [15 empty] | >17 | [5 empty] | Yes | 638 | 601 | 650 | 49 | 3 | 3 | [7 empty] | <2 | 0.16 | [18 empty] | <14 |  |  | <4.5 | [17 empty] | 2.2 | [20 empty] | 0.22 | [23 empty] | HP-SMA 905 with Free Standing Fiber Tips |  |  | 400 | [13 empty] | 85.7 x 31 x 19.7 | [37 empty] | 20 to 30 | [6 empty] | 35 |  |  |  |  | 0 to 55 | [21 empty] | Fiber-Coupled Modules | 400 | Single Bar | MF; M1F-SS2.1; M1F-SS5.2 | Components | [45 empty] | True unpolarized output is available as an option | [9 empty] | >0.7 | [37 empty] | DILAS | http://dilas.com/assets/media/products/DILAS_MF_638nm-400um.pdf | 2017-09-01
1128 | DILAS MF 675nm-400um | Diode Lasers | Components | CW |  | Diode |  | 10000 | 35000 | 0 | 35000 | [15 empty] | >15 | [5 empty] | Yes | 675 | 651 | 700 | 49 | 3 | 3 | [7 empty] | <2 | 0.16 | [18 empty] | <30 |  |  | <12 | [17 empty] | 2.2 | [20 empty] | 0.22 | [23 empty] | HP-SMA 905 with Free Standing Fiber Tips |  |  | 400 | [13 empty] | 85.7 x 31 x 19.7 | [37 empty] | 20 to 30 | [6 empty] | 70 |  |  |  |  | 0 to 55 | [21 empty] | Fiber-Coupled Modules | 400 | Single Bar | MF; M1F-SS2.1; M1F-SS5.2 | Components | [45 empty] | True unpolarized output is available as an option | [9 empty] | >0.7 | [37 empty] | DILAS | http://dilas.com/assets/media/products/DILAS_MF_675nm-400um.pdf | 2017-09-01
1129 | MF 793nm 200um | Diode Lasers | Components | CW |  | Diode |  | 32000 | 80000 | 0 | 80000 | [15 empty] | >40 | [5 empty] | Yes | 793 | 701 | 800 | 99 | 3 | 3 | [7 empty] | 4 | 0.27 | [18 empty] | <55 |  |  | <11 | [17 empty] | 1.9 | [20 empty] | 0.22 | [23 empty] | HP-SMA 905 with Free Standing Fiber Tips |  |  | 200 | [13 empty] | 85.7 x 31 x 19.7 | [37 empty] | 20 to 30 | [6 empty] | >70 |  |  |  |  | 0 to 55 | [21 empty] | Fiber-Coupled Modules | 200 |  | MF; M1F-SS2.1; M1F-SS5.2 | Components | [45 empty] | True unpolarized output is available as an option | [9 empty] | >0.80 | [37 empty] | DILAS | http://dilas.com/assets/media/products/DILAS_MF_793nm-200um.pdf | 2017-09-01
1130 | MF 793nm 400um | Diode Lasers | Components | CW |  | Diode |  | 40000 | 55000 | 25000 | 80000 | [15 empty] | >45 | [5 empty] | Yes | 793 | 701 | 800 | 99 | 3 | 3 | [7 empty] | 4 | 0.27 | [18 empty] | <60 |  |  | <11 | [17 empty] | 1.9 | [20 empty] | 0.22 | [23 empty] | HP-SMA 905 with Free Standing Fiber Tips |  |  | 400 | [13 empty] | 85.7 x 31 x 19.7 | [37 empty] | 20 to 30 | [6 empty] | >70 |  |  |  |  | 0 to 55 | [21 empty] | Fiber-Coupled Modules | 400 |  | MF; M1F-SS2.1; M1F-SS5.2 | Components | [45 empty] | True unpolarized output is available as an option | [9 empty] | >0.85 | [37 empty] | DILAS | http://dilas.com/assets/media/products/DILAS_MF_793nm-400um.pdf | 2017-09-01
1131 | MF 808nm, 200um, 30W | Diode Lasers | Components | CW |  | Diode |  | 30000 | 80000 | 0 | 80000 | [15 empty] | >38 | [5 empty] | Yes | 808 | 801 | 860 | 59 | 3 | 3 | [7 empty] | 4 | 0.27 | [18 empty] | <50 |  |  | <9 | [17 empty] | 1.9 | [20 empty] | 0.22 | [23 empty] | HP-SMA 905 with Free Standing Fiber Tips |  |  | 200 | [13 empty] | 85.7 x 31 x 19.7 | [37 empty] | 20 to 30 | [6 empty] | >70 |  |  |  |  | 0 to 55 | [21 empty] | Fiber-Coupled Modules | 200 | Single Bar | MF; M1F-SS2.1; M1F-SS5.2 | Components | [45 empty] | True unpolarized output is available as an option | [9 empty] | >0.80 | [37 empty] | DILAS | http://dilas.com/assets/media/products/DILAS_MF_808nm-200um.pdf | 2017-09-01
1132 | MF 808nm, 200um, 40W | Diode Lasers | Components | CW |  | Diode |  | 40000 | 55000 | 25000 | 80000 | [15 empty] | >38 | [5 empty] | Yes | 808 | 801 | 860 | 59 | 3 | 3 | [7 empty] | 4 | 0.27 | [18 empty] | <55 |  |  | <9 | [17 empty] | 1.9 | [20 empty] | 0.22 | [23 empty] | HP-SMA 905 with Free Standing Fiber Tips |  |  | 200 | [13 empty] | 85.7 x 31 x 19.7 | [37 empty] | 20 to 30 | [6 empty] | >70 |  |  |  |  | 0 to 55 | [21 empty] | Fiber-Coupled Modules | 200 | Single Bar | MF; M1F-SS2.1; M1F-SS5.2 | Components | [45 empty] | True unpolarized output is available as an option | [9 empty] | >0.80 | [37 empty] | DILAS | http://dilas.com/assets/media/products/DILAS_MF_808nm-200um.pdf | 2017-09-01
1133 | MF 808nm, 400um, 100W | Diode Lasers | Components | QCW |  | Diode |  | 100000 | 225000 | 25000 | 250000 | [15 empty] | >=40 | [5 empty] | Yes | 808 | 801 | 860 | 59 | 5 | 5 | [7 empty] | 5 | 0.27 | [18 empty] | <120 |  |  | <9 | [17 empty] | 1.9 | [20 empty] | 0.22 | [23 empty] | HP-SMA 905 with Free Standing Fiber Tips |  |  | 400 | [13 empty] | 85.7 x 31 x 19.7 | [37 empty] | 20 to 30 | [6 empty] | >70 |  |  |  |  | 0 to 55 | [21 empty] | Fiber-Coupled Modules | 400 | Single Bar | MF; M1F-SS2.1; M1F-SS5.2 | Components | [45 empty] | True unpolarized output is available as an option | [9 empty] | >0.85 | [37 empty] | DILAS | http://dilas.com/assets/media/products/DILAS_MF_808nm-400um.pdf | 2017-09-01
1134 | MF 808nm, 400um, 30W | Diode Lasers | Components | CW |  | Diode |  | 30000 | 80000 | 0 | 80000 | [15 empty] | >40 | [5 empty] | Yes | 808 | 801 | 860 | 59 | 3 | 3 | [7 empty] | 4 | 0.27 | [18 empty] | <45 |  |  | <8 | [17 empty] | 1.9 | [20 empty] | 0.22 | [23 empty] | HP-SMA 905 with Free Standing Fiber Tips |  |  | 400 | [13 empty] | 85.7 x 31 x 19.7 | [37 empty] | 20 to 30 | [6 empty] | >70 |  |  |  |  | 0 to 55 | [21 empty] | Fiber-Coupled Modules | 400 | Single Bar | MF; M1F-SS2.1; M1F-SS5.2 | Components | [45 empty] | True unpolarized output is available as an option | [9 empty] | >0.85 | [37 empty] | DILAS | http://dilas.com/assets/media/products/DILAS_MF_808nm-400um.pdf | 2017-09-01
1135 | MF 808nm, 400um, 40W | Diode Lasers | Components | CW |  | Diode |  | 40000 | 55000 | 25000 | 80000 | [15 empty] | >40 | [5 empty] | Yes | 808 | 801 | 860 | 59 | 3 | 3 | [7 empty] | 4 | 0.27 | [18 empty] | <55 |  |  | <11 | [17 empty] | 1.9 | [20 empty] | 0.22 | [23 empty] | HP-SMA 905 with Free Standing Fiber Tips |  |  | 400 | [13 empty] | 85.7 x 31 x 19.7 | [37 empty] | 20 to 30 | [6 empty] | >70 |  |  |  |  | 0 to 55 | [21 empty] | Fiber-Coupled Modules | 400 | Single Bar | MF; M1F-SS2.1; M1F-SS5.2 | Components | [45 empty] | True unpolarized output is available as an option | [9 empty] | >0.85 | [37 empty] | DILAS | http://dilas.com/assets/media/products/DILAS_MF_808nm-400um.pdf | 2017-09-01
1136 | MF 808nm, 400um, 50W | Diode Lasers | Components | CW |  | Diode |  | 50000 | 55000 | 25000 | 80000 | [15 empty] | >40 | [5 empty] | Yes | 808 | 801 | 860 | 59 | 3 | 3 | [7 empty] | 4 | 0.27 | [18 empty] | <70 |  |  | <11 | [17 empty] | 1.9 | [20 empty] | 0.22 | [23 empty] | HP-SMA 905 with Free Standing Fiber Tips |  |  | 400 | [13 empty] | 85.7 x 31 x 19.7 | [37 empty] | 20 to 35 | [6 empty] | >70 |  |  |  |  | 0 to 55 | [21 empty] | Fiber-Coupled Modules | 400 | Single Bar | MF; M1F-SS2.1; M1F-SS5.2 | Components | [45 empty] | True unpolarized output is available as an option | [9 empty] | >0.85 | [37 empty] | DILAS | http://dilas.com/assets/media/products/DILAS_MF_808nm-400um.pdf | 2017-09-01
1137 | MF 880nm, 400um, 30W | Diode Lasers | Components | CW |  | Diode |  | 30000 | 80000 | 0 | 80000 | [15 empty] | >45 | [5 empty] | Yes | 880 | 861 | 899 | 38 | 3 | 3 | [7 empty] | 5 | 0.3 | [18 empty] | <45 |  |  | <14 | [17 empty] | 1.9 | [20 empty] | 0.22 | [23 empty] | HP-SMA 905 with Free Standing Fiber Tips |  |  | 400 | [13 empty] | 85.7 x 31 x 19.7 | [34 empty] | 20 to 30 | [9 empty] | >70 |  |  |  | 0 to 55 | [22 empty] | Fiber-Coupled Modules | 400 | Single Bar | MF; M1F-SS2.1; M1F-SS5.2 | Components | [45 empty] | True unpolarized output is available as an option | [9 empty] | >0.9 | [37 empty] | DILAS | http://dilas.com/assets/media/products/DILAS_MF_880nm-400um.pdf | 2017-09-01
1138 | MF 880nm, 400um, 50W | Diode Lasers | Components | CW |  | Diode |  | 50000 | 55000 | 25000 | 80000 | [15 empty] | >45 | [5 empty] | Yes | 880 | 861 | 899 | 38 | 3 | 3 | [7 empty] | 5 | 0.3 | [18 empty] | <65 |  |  | <14 | [17 empty] | 1.9 | [20 empty] | 0.22 | [23 empty] | HP-SMA 905 with Free Standing Fiber Tips |  |  | 400 | [13 empty] | 85.7 x 31 x 19.7 | [34 empty] | 20 to 30 | [9 empty] | >70 |  |  |  | 0 to 55 | [22 empty] | Fiber-Coupled Modules | 400 | Single Bar | MF; M1F-SS2.1; M1F-SS5.2 | Components | [45 empty] | True unpolarized output is available as an option | [9 empty] | >0.9 | [37 empty] | DILAS | http://dilas.com/assets/media/products/DILAS_MF_880nm-400um.pdf | 2017-09-01
1139 | MF 915nm, 200um, 30W | Diode Lasers | Components | CW |  | Diode |  | 30000 | 80000 | 0 | 80000 | [15 empty] | >45 | [5 empty] | Yes | 915 | 900 | 930 | 30 | 3 | 3 | [7 empty] | 4 | 0.31 | [18 empty] | <50 |  |  | <7 | [17 empty] | 1.9 | [20 empty] | 0.22 | [23 empty] | HP-SMA 905 with Free Standing Fiber Tips |  |  | 200 | [13 empty] | 85.7 x 31 x 19.7 | [34 empty] | 20 to 30 | [9 empty] | >70 |  |  |  | 0 to 55 | [22 empty] | Fiber-Coupled Modules | 200 | Single Bar | MF; M1F-SS2.1; M1F-SS5.2 | Components | [45 empty] | True unpolarized output is available as an option | [9 empty] | >0.80 | [37 empty] | DILAS | http://dilas.com/assets/media/products/DILAS_MF_915nm-200um.pdf | 2017-09-01
1140 | MF 915nm, 400um, 30W | Diode Lasers | Components | CW |  | Diode |  | 30000 | 80000 | 0 | 80000 | [15 empty] | >45 | [5 empty] | Yes | 915 | 900 | 930 | 30 | 3 | 3 | [7 empty] | 5 | 0.31 | [18 empty] | <40 |  |  | <7.5 | [17 empty] | 1.9 | [20 empty] | 0.22 | [23 empty] | HP-SMA 905 with Free Standing Fiber Tips |  |  | 400 | [13 empty] | 85.7 x 31 x 19.7 | [34 empty] | 20 to 30 | [9 empty] | >70 |  |  |  | 0 to 55 | [22 empty] | Fiber-Coupled Modules | 400 | Single Bar | MF; M1F-SS2.1; M1F-SS5.2 | Components | [45 empty] | True unpolarized output is available as an option | [9 empty] | >0.85 | [37 empty] | DILAS | http://dilas.com/assets/media/products/DILAS_MF_915nm-400um.pdf | 2017-09-01
1141 | MF 915nm, 400um, 50W | Diode Lasers | Components | CW |  | Diode |  | 50000 | 55000 | 25000 | 80000 | [15 empty] | >45 | [5 empty] | Yes | 915 | 900 | 930 | 30 | 3 | 3 | [7 empty] | 5 | 0.31 | [18 empty] | <70 |  |  | <7.5 | [17 empty] | 1.9 | [20 empty] | 0.22 | [23 empty] | HP-SMA 905 with Free Standing Fiber Tips |  |  | 400 | [13 empty] | 85.7 x 31 x 19.7 | [34 empty] | 20 to 30 | [9 empty] | >70 |  |  |  | 0 to 55 | [22 empty] | Fiber-Coupled Modules | 400 | Single Bar | MF; M1F-SS2.1; M1F-SS5.2 | Components | [45 empty] | True unpolarized output is available as an option | [9 empty] | >0.85 | [37 empty] | DILAS | http://dilas.com/assets/media/products/DILAS_MF_915nm-400um.pdf | 2017-09-01
1142 | MF 940nm, 200um, 30W | Diode Lasers | Components | CW |  | Diode |  | 30000 | 80000 | 0 | 80000 | [15 empty] | >45 | [5 empty] | Yes | 940 | 931 | 960 | 29 | 3 | 3 | [7 empty] | 5 | 0.34 | [18 empty] | <50 |  |  | <7 | [17 empty] | 1.9 | [20 empty] | 0.22 | [23 empty] | HP-SMA 905 with Free Standing Fiber Tips |  |  | 200 | [13 empty] | 85.7 x 31 x 19.7 | [34 empty] | 20 to 30 | [9 empty] | >70 |  |  |  | 0 to 55 | [22 empty] | Fiber-Coupled Modules | 200 | Single Bar | MF; M1F-SS2.1; M1F-SS5.2 | Components | [45 empty] | True unpolarized output is available as an option | [9 empty] | >0.80 | [37 empty] | DILAS | http://dilas.com/assets/media/products/DILAS_MF_940nm-200um.pdf | 2017-09-01
1143 | MF 940nm, 400um, 100W | Diode Lasers | Components | QCW |  | Diode |  | 100000 | 0 | 25000 | 25000 | [15 empty] | >=45 | [5 empty] | Yes | 940 | 931 | 960 | 29 | 3 | 3 | [7 empty] | 5 | 0.34 | [18 empty] | <120 |  |  | <8 | [17 empty] | 1.9 | [20 empty] | 0.22 | [23 empty] | HP-SMA 905 with Free Standing Fiber Tips |  |  | 400 | [13 empty] | 85.7 x 31 x 19.7 | [34 empty] | 20 to 30 | [9 empty] | >70 |  |  |  | 0 to 55 | [22 empty] | Fiber-Coupled Modules | 400 | Single Bar | MF; M1F-SS2.1; M1F-SS5.2 | Components | [45 empty] | True unpolarized output is available as an option | [9 empty] | >0.7 | [37 empty] | DILAS | http://dilas.com/assets/media/products/DILAS_MF_940nm-400um.pdf | 2017-09-01
1144 | MF 940nm, 400um, 30W | Diode Lasers | Components | CW |  | Diode |  | 30000 | 80000 | 0 | 80000 | [15 empty] | >45 | [5 empty] | Yes | 940 | 931 | 960 | 29 | 3 | 3 | [7 empty] | 5 | 0.34 | [18 empty] | <50 |  |  | <8 | [17 empty] | 1.9 | [20 empty] | 0.22 | [23 empty] | HP-SMA 905 with Free Standing Fiber Tips |  |  | 400 | [13 empty] | 85.7 x 31 x 19.7 | [34 empty] | 20 to 30 | [9 empty] | >70 |  |  |  | 0 to 55 | [22 empty] | Fiber-Coupled Modules | 400 | Single Bar | MF; M1F-SS2.1; M1F-SS5.2 | Components | [45 empty] | True unpolarized output is available as an option | [9 empty] | >0.85 | [37 empty] | DILAS | http://dilas.com/assets/media/products/DILAS_MF_940nm-400um.pdf | 2017-09-01
1145 | MF 940nm, 400um, 50W | Diode Lasers | Components | CW |  | Diode |  | 50000 | 55000 | 25000 | 80000 | [15 empty] | >45 | [5 empty] | Yes | 940 | 931 | 960 | 29 | 3 | 3 | [7 empty] | 5 | 0.34 | [18 empty] | <70 |  |  | <8 | [17 empty] | 1.9 | [20 empty] | 0.22 | [23 empty] | HP-SMA 905 with Free Standing Fiber Tips |  |  | 400 | [13 empty] | 85.7 x 31 x 19.7 | [34 empty] | 20 to 30 | [9 empty] | >70 |  |  |  | 0 to 55 | [22 empty] | Fiber-Coupled Modules | 400 | Single Bar | MF; M1F-SS2.1; M1F-SS5.2 | Components | [45 empty] | True unpolarized output is available as an option | [9 empty] | >0.85 | [37 empty] | DILAS | http://dilas.com/assets/media/products/DILAS_MF_940nm-400um.pdf | 2017-09-01
1146 | MF 976nm, 200um, 30W | Diode Lasers | Components | CW |  | Diode |  | 30000 | 80000 | 0 | 80000 | [15 empty] | >45 | [5 empty] | Yes | 976 | 961 | 1000 | 39 | 3 | 3 | [7 empty] | 5 | 0.38 | [18 empty] | <50 |  |  | <7.5 | [17 empty] | 1.9 | [20 empty] | 0.22 | [23 empty] | HP-SMA 905 with Free Standing Fiber Tips |  |  | 200 | [13 empty] | 85.7 x 31 x 19.7 | [34 empty] | 20 to 30 | [9 empty] | >70 |  |  |  | 0 to 55 | [22 empty] | Fiber-Coupled Modules | 200 | Single Bar | MF; M1F-SS2.1; M1F-SS5.2 | Components | [45 empty] | True unpolarized output is available as an option | [9 empty] | 0.8 | [37 empty] | DILAS | http://dilas.com/assets/media/products/DILAS_MF_976nm-200um.pdf | 2017-09-01
1147 | MF 976nm, 200um, 40W | Diode Lasers | Components | CW |  | Diode |  | 40000 | 55000 | 25000 | 80000 | [15 empty] | >45 | [5 empty] | Yes | 976 | 961 | 1000 | 39 | 3 | 3 | [7 empty] | 5 | 0.38 | [18 empty] | <65 |  |  | <7.5 | [17 empty] | 1.9 | [20 empty] | 0.22 | [23 empty] | HP-SMA 905 with Free Standing Fiber Tips |  |  | 200 | [13 empty] | 85.7 x 31 x 19.7 | [34 empty] | 20 to 30 | [9 empty] | >70 |  |  |  | 0 to 55 | [22 empty] | Fiber-Coupled Modules | 200 | Single Bar | MF; M1F-SS2.1; M1F-SS5.2 | Components | [45 empty] | True unpolarized output is available as an option | [9 empty] | 0.8 | [37 empty] | DILAS | http://dilas.com/assets/media/products/DILAS_MF_976nm-200um.pdf | 2017-09-01
1148 | MF 976nm-400um, 30W | Diode Lasers | Components | CW |  | Diode |  | 30000 | 80000 | 0 | 80000 | [15 empty] | >45 | [5 empty] | Yes | 976 | 961 | 1000 | 39 | 3 | 3 | [7 empty] | 4 | 0.38 | [18 empty] | <50 |  |  | <7.5 | [17 empty] | 1.9 | [20 empty] | 0.22 | [23 empty] | HP-SMA 905 with Free Standing Fiber Tips |  |  | 400 | [13 empty] | 85.7 x 31 x 19.7 | [34 empty] | 20 to 30 | [9 empty] | >70 |  |  |  | 0 to 55 | [22 empty] | Fiber-Coupled Modules | 400 | Single Bar | MF; M1F-SS2.1; M1F-SS5.2 | Components | [45 empty] | True unpolarized output is available as an option | [9 empty] | >0.8 | [37 empty] | DILAS | http://dilas.com/assets/media/products/DILAS_MF_976nm-400um.pdf | 2017-09-01
1149 | MF 976nm, 400um, 100W | Diode Lasers | Components | QCW |  | Diode |  | 100000 | 225000 | 25000 | 250000 | [15 empty] | >=40 | [5 empty] | Yes | 976 | 961 | 1000 | 39 | 5 | 5 | [7 empty] | 5 | 0.38 | [18 empty] | <120 |  |  | <7.5 | [17 empty] | 1.9 | [20 empty] | 0.22 | [23 empty] | HP-SMA 905 with Free Standing Fiber Tips |  |  | 400 | [13 empty] | 85.7 x 31 x 19.7 | [34 empty] | 20 to 30 | [9 empty] | >70 |  |  |  | 0 to 55 | [22 empty] | Fiber-Coupled Modules | 400 | Single Bar | MF; M1F-SS2.1; M1F-SS5.2 | Components | [45 empty] | True unpolarized output is available as an option | [9 empty] | >0.85 | [37 empty] | DILAS | http://dilas.com/assets/media/products/DILAS_MF_976nm-400um.pdf | 2017-09-01
1150 | MF 976nm, 400um, 50W | Diode Lasers | Components | CW |  | Diode |  | 50000 | 55000 | 25000 | 80000 | [15 empty] | >45 | [5 empty] | Yes | 976 | 961 | 1000 | 39 | 5 | 5 | [7 empty] | 4 | 0.38 | [18 empty] | <60 |  |  | <13 | [17 empty] | 1.9 | [20 empty] | 0.22 | [23 empty] | HP-SMA 905 with Free Standing Fiber Tips |  |  | 400 | [13 empty] | 85.7 x 31 x 19.7 | [34 empty] | 20 to 35 | [9 empty] | >=90 |  |  |  | 0 to 55 | [22 empty] | Fiber-Coupled Modules | 400 | Single Bar | MF; M1F-SS2.1; M1F-SS5.2 | Components | [45 empty] | True unpolarized output is available as an option | [9 empty] | >0.8 | [37 empty] | DILAS | http://dilas.com/assets/media/products/DILAS_MF_976nm-400um.pdf | 2017-09-01
1151 | DILAS MF-NLW 793nm | Diode Lasers | Components | CW |  | Diode |  | 30000 | 80000 | 0 | 80000 | [15 empty] | >35 | [5 empty] | Yes | 793 | 701 | 800 | 99 | 0.6 | 0.6 | [7 empty] | <0.5 | 0.01 | [18 empty] | <55 |  |  | <9 | [17 empty] | 1.9 | [20 empty] | 0.22 | [23 empty] | HP-SMA 905 with Free Standing Fiber Tips |  |  | 400 | [13 empty] | 85.7 x 31 x 19.7 | [34 empty] | 20 to 30 | [9 empty] | >80 |  |  |  | 0 to 55 | [22 empty] | Fiber-Coupled Modules | 400 | Single Bar | MF; M1F-SS2.1 | Components | VBG Narrow Linewidth | [54 empty] | >0.5 | [37 empty] | DILAS | http://dilas.com/assets/media/products/DILAS_MF-NLW_793nm.pdf | 2017-09-01
1152 | DILAS MF-NLW 806.5nm | Diode Lasers | Components | CW |  | Diode |  | 40000 | 80000 | 0 | 80000 | [15 empty] | >35 | [5 empty] | Yes | 806.5 | 801 | 830 | 29 | 0.6 | 0.6 | [7 empty] | <0.5 | 0.01 | [18 empty] | <70 |  |  | <11 | [17 empty] | 1.9 | [20 empty] | 0.22 | [23 empty] | HP-SMA 905 with Free Standing Fiber Tips |  |  | 400 | [13 empty] | 85.7 x 31 x 19.7 | [34 empty] | 20 to 30 | [9 empty] | >100 |  |  |  | 0 to 55 | [22 empty] | Fiber-Coupled Modules | 400 | Single Bar | MF; M1F-SS2.1 | Components | VBG Narrow Linewidth | [54 empty] | >0.6 | [37 empty] | DILAS | http://dilas.com/assets/media/products/DILAS_MF-NLW_806_5nm.pdf | 2017-09-01
1153 | DILAS MF-NLW 808nm | Diode Lasers | Components | CW |  | Diode |  | 30000 | 80000 | 0 | 80000 | [15 empty] | >30 | [5 empty] | Yes | 808 | 801 | 830 | 29 | 0.6 | 0.6 | [7 empty] | <0.5 | 0.01 | [18 empty] | <55 |  |  | <9 | [17 empty] | 1.9 | [20 empty] | 0.22 | [23 empty] | HP-SMA 905 with Free Standing Fiber Tips |  |  | 200 | [13 empty] | 85.7 x 31 x 19.7 | [34 empty] | 20 to 30 | [9 empty] | >80 |  |  |  | 0 to 55 | [22 empty] | Fiber-Coupled Modules | 200 | Single Bar | MF; M1F-SS2.1 | Components | VBG Narrow Linewidth | [54 empty] | >0.5 | [37 empty] | DILAS | http://dilas.com/assets/media/products/DILAS_MF-NLW_808nm.pdf | 2017-09-01
1154 | DILAS MF-NLW 808nm | Diode Lasers | Components | CW |  | Diode |  | 40000 | 55000 | 25000 | 80000 | [15 empty] | >35 | [5 empty] | Yes | 808 | 801 | 830 | 29 | 0.6 | 0.6 | [7 empty] | <0.5 | 0.01 | [18 empty] | <70 |  |  | <11 | [17 empty] | 1.9 | [20 empty] | 0.22 | [23 empty] | HP-SMA 905 with Free Standing Fiber Tips |  |  | 400 | [13 empty] | 85.7 x 31 x 19.7 | [34 empty] | 20 to 30 | [9 empty] | >100 |  |  |  | 0 to 55 | [22 empty] | Fiber-Coupled Modules | 400 | Single Bar | MF; M1F-SS2.1 | Components | VBG Narrow Linewidth | [54 empty] | >0.6 | [37 empty] | DILAS | http://dilas.com/assets/media/products/DILAS_MF-NLW_808nm.pdf | 2017-09-01
1155 | DILAS MF-NLW 879nm | Diode Lasers | Components | CW |  | Diode |  | 40000 | 80000 | 0 | 80000 | [15 empty] | >35 | [5 empty] | Yes | 879 | 861 | 899 | 38 | 0.6 | 0.6 | [7 empty] | <0.5 | 0.01 | [18 empty] | <70 |  |  | <11 | [17 empty] | 1.9 | [20 empty] | 0.22 | [23 empty] | HP-SMA 905 with Free Standing Fiber Tips |  |  | 400 | [13 empty] | 85.7 x 31 x 19.7 | [34 empty] | 20 to 30 | [9 empty] | >100 |  |  |  | 0 to 55 | [22 empty] | Fiber-Coupled Modules | 400 | Single Bar | MF; M1F-SS2.1 | Components | VBG Narrow Linewidth | [54 empty] | >0.6 | [37 empty] | DILAS | http://dilas.com/assets/media/products/DILAS_MF-NLW_879nm.pdf | 2017-09-01
1156 | DILAS MF-NLW 880nm | Diode Lasers | Components | CW |  | Diode |  | 40000 | 80000 | 0 | 80000 | [15 empty] | >35 | [5 empty] | Yes | 880 | 861 | 899 | 38 | 0.6 | 0.6 | [7 empty] | <0.5 | 0.01 | [18 empty] | <70 |  |  | <13 | [17 empty] | 1.9 | [20 empty] | 0.22 | [23 empty] | HP-SMA 905 with Free Standing Fiber Tips |  |  | 400 | [13 empty] | 85.7 x 31 x 19.7 | [34 empty] | 20 to 30 | [9 empty] | >100 |  |  |  | 0 to 55 | [22 empty] | Fiber-Coupled Modules | 400 | Single Bar | MF; M1F-SS2.1 | Components | VBG Narrow Linewidth | [54 empty] | >0.6 | [37 empty] | DILAS | http://dilas.com/assets/media/products/DILAS_MF-NLW_880nm.pdf | 2017-09-01
1157 | MF-NLW 976nm, 30W, 200/400um | Diode Lasers | Components | CW |  | Diode |  | 30000 | 80000 | 0 | 80000 | [15 empty] | >35 | [5 empty] | Yes | 976 | 961 | 1000 | 39 | 0.6 | 0.6 | [7 empty] | <0.5 | 0.01 | [18 empty] | <55 |  |  | <7.5 | [17 empty] | 1.9 | [20 empty] | 0.22 | [23 empty] | HP-SMA 905 with Free Standing Fiber Tips |  |  | 200 | [13 empty] | 85.7 x 31 x 19.7 | [34 empty] | 20 to 30 | [9 empty] | >80 |  |  |  | 0 to 55 | [22 empty] | Fiber-Coupled Modules | 200 | Single Bar | MF; M1F-SS2.1 | Components | VBG Narrow Linewidth | [54 empty] | >0.5 | [37 empty] | DILAS | http://dilas.com/assets/media/products/DILAS_MF-NLW_976nm.pdf | 2017-09-01
1158 | MF-NLW 976nm, 40W, 200/400um | Diode Lasers | Components | CW |  | Diode |  | 40000 | 55000 | 25000 | 80000 | [15 empty] | >35 | [5 empty] | Yes | 976 | 961 | 1000 | 39 | 0.6 | 0.6 | [7 empty] | <0.5 | 0.01 | [18 empty] | <70 |  |  | <7.5 | [17 empty] | 1.9 | [20 empty] | 0.22 | [23 empty] | HP-SMA 905 with Free Standing Fiber Tips |  |  | 400 | [13 empty] | 85.7 x 31 x 19.7 | [34 empty] | 20 to 30 | [9 empty] | >100 |  |  |  | 0 to 55 | [22 empty] | Fiber-Coupled Modules | 400 | Single Bar | MF; M1F-SS2.1 | Components | VBG Narrow Linewidth | [54 empty] | >0.5 | [37 empty] | DILAS | http://dilas.com/assets/media/products/DILAS_MF-NLW_976nm.pdf | 2017-09-01
1159 | MF-NLW 981nm, 30W, 200/400um | Diode Lasers | Components | CW |  | Diode |  | 30000 | 80000 | 0 | 80000 | [15 empty] | >35 | [5 empty] | Yes | 981 | 961 | 1000 | 39 | 0.6 | 0.6 | [7 empty] | <0.5 | 0.01 | [18 empty] | <55 |  |  | <7.5 | [17 empty] | 1.9 | [20 empty] | 0.22 | [23 empty] | HP-SMA 905 with Free Standing Fiber Tips |  |  | 200 | [13 empty] | 85.7 x 31 x 19.7 | [34 empty] | 20 to 30 | [9 empty] | >80 |  |  |  | 0 to 55 | [22 empty] | Fiber-Coupled Modules | 200 | Single Bar | MF; M1F-SS2.1 | Components | VBG Narrow Linewidth | [54 empty] | >0.5 | [37 empty] | DILAS | http://dilas.com/assets/media/products/DILAS_MF-NLW_981nm.pdf | 2017-09-01
1160 | MF-NLW 981nm, 40W, 200um/400um | Diode Lasers | Components | CW |  | Diode |  | 40000 | 55000 | 25000 | 80000 | [15 empty] | >35 | [5 empty] | Yes | 981 | 961 | 1000 | 39 | 0.6 | 0.6 | [7 empty] | <0.5 | 0.01 | [18 empty] | <70 |  |  | <7.5 | [17 empty] | 1.9 | [20 empty] | 0.22 | [23 empty] | HP-SMA 905 with Free Standing Fiber Tips |  |  | 400 | [13 empty] | 85.7 x 31 x 19.7 | [34 empty] | 20 to 30 | [9 empty] | >100 |  |  |  | 0 to 55 | [22 empty] | Fiber-Coupled Modules | 400 | Single Bar | MF; M1F-SS2.1 | Components | VBG Narrow Linewidth | [54 empty] | >0.5 | [37 empty] | DILAS | http://dilas.com/assets/media/products/DILAS_MF-NLW_981nm.pdf | 2017-09-01
1161 | MMF | Diode Lasers | Components |  |  | Diode |  |  | 10000000 | 0 | 10000000 | [21 empty] | Yes | Near IR - IR | 630 | 2500 | 1870 | <=25 | <=25 | [48 empty] | <=100 | [133 empty] | Fiber-Coupled Modules |  | Multi Bar |  | Components | [93 empty] | DILAS |  | 2017-11-02
1162 | MMF 3-Lambda-IS9, 1470nm | Diode Lasers | Components | CW |  | Diode |  | 12000 | 80000 | 0 | 80000 | [15 empty] | >20 | [5 empty] | Yes | 1470 | 1400 | 1499 | 99 | 20 | 20 | [7 empty] | <12 | 0.6 | [18 empty] | <70 |  |  | <11 | [17 empty] | 1.4 | [20 empty] | 0.22 | [23 empty] | HP-SMA 905 with Free Standing Fiber Tips |  | 400 | [31 empty] | 200 to 300 | [18 empty] | 20 to 25 | 30 to 35 |  | 20 to 25 |  |  | >90 | [29 empty] | Fiber-Coupled Modules | 400 | Multi Bar | MMF; 3-Lambda; IS9 | Components | Multi-Wavelengths (3-Lambda) | [54 empty] | 0.6 | [37 empty] | DILAS | http://dilas.com/assets/media/products/DILAS_MMF_3Lambda-IS9.pdf | 2017-09-01
1163 | MMF 3-Lambda-IS9, 1520nm | Diode Lasers | Components | CW |  | Diode |  | 12000 | 80000 | 0 | 80000 | [15 empty] | >20 | [5 empty] | Yes | 1520 | 1500 | 1700 | 200 | 20 | 20 | [7 empty] | <12 | 0.6 | [18 empty] | <65 |  |  | <11 | [17 empty] | 1.4 | [20 empty] | 0.22 | [23 empty] | HP-SMA 905 with Free Standing Fiber Tips |  | 400 | [31 empty] | 200 to 300 | [18 empty] | 20 to 25 | 30 to 35 |  | 20 to 25 |  |  | >90 | [29 empty] | Fiber-Coupled Modules | 400 | Multi Bar | MMF; 3-Lambda; IS9 | Components | Multi-Wavelengths (3-Lambda) | [54 empty] | 0.6 | [37 empty] | DILAS | http://dilas.com/assets/media/products/DILAS_MMF_3Lambda-IS9.pdf | 2017-09-01
1164 | MMF 3-Lambda-IS9, 1550nm | Diode Lasers | Components | CW |  | Diode |  | 12000 | 80000 | 0 | 80000 | [15 empty] | >20 | [5 empty] | Yes | 1550 | 1500 | 1700 | 200 | 20 | 20 | [7 empty] | <12 | 0.6 | [18 empty] | <65 |  |  | <11 | [17 empty] | 1.4 | [20 empty] | 0.22 | [23 empty] | HP-SMA 905 with Free Standing Fiber Tips |  | 400 | [31 empty] | 200 to 300 | [18 empty] | 20 to 25 | 30 to 35 |  | 20 to 25 |  |  | >90 | [29 empty] | Fiber-Coupled Modules | 400 | Multi Bar | MMF; 3-Lambda; IS9 | Components | Multi-Wavelengths (3-Lambda) | [54 empty] | 0.6 | [37 empty] | DILAS | http://dilas.com/assets/media/products/DILAS_MMF_3Lambda-IS9.pdf | 2017-09-01
1165 | MMF 3-Lambda-IS9, Combined | Diode Lasers | Components | CW |  | Diode |  | 36000 | 80000 | 0 | 80000 | [15 empty] | >20 | [5 empty] | Yes | Multiple | [32 empty] | <70 |  |  | <11 | [38 empty] | 0.22 | [23 empty] | HP-SMA 905 with Free Standing Fiber Tips |  | 400 | [31 empty] | 200 to 300 | [18 empty] | 20 to 25 | 30 to 35 |  | 20 to 25 |  |  | >270 | [29 empty] | Fiber-Coupled Modules | 400 | Multi Bar | MMF; 3-Lambda; IS9 | Components | Multi-Wavelengths (3-Lambda)
1166 | MMF QCW IS28 808nm | Diode Lasers | Components | QCW |  | Diode |  | 500000 | 975000 | 25000 | 1000000 | [15 empty] | >40 | [5 empty] | Yes | 808 | 801 | 899 | 98 | 5 | 5 | [7 empty] | <6 | 0.3 | [13 empty] | <80 | [7 empty] | <15 | [17 empty] | 20 | [20 empty] | 0.22 | [23 empty] | SMA with Free Standing Fiber Tips |  | 800 | [14 empty] | 86 x 62 x 35 | [16 empty] | 100 to 200 | [17 empty] | 20 to 30 | [6 empty] | >30 | [6 empty] | 0 to 55 | [22 empty] | Fiber-Coupled Modules | 800 | Multi Bar | MMF; IS28 | Components | [55 empty] | >9 | [37 empty] | DILAS | http://dilas.com/assets/media/products/DILAS_MMF_QCW_IS28.pdf | 2017-09-01
1167 | MMF QCW IS28 940nm | Diode Lasers | Components | QCW |  | Diode |  | 500000 | 975000 | 25000 | 1000000 | [15 empty] | >40 | [5 empty] | Yes | 940 | 900 | 1000 | 100 | 5 | 5 | [7 empty] | <6 | 0.3 | [13 empty] | <80 | [7 empty] | <15 | [17 empty] | 20 | [20 empty] | 0.22 | [23 empty] | SMA with Free Standing Fiber Tips |  | 800 | [14 empty] | 86 x 62 x 35 | [16 empty] | 100 to 200 | [17 empty] | 20 to 30 | [6 empty] | >30 | [6 empty] | 0 to 55 | [22 empty] | Fiber-Coupled Modules | 800 | Multi Bar | MMF; IS28 | Components | [55 empty] | >9 | [37 empty] | DILAS | http://dilas.com/assets/media/products/DILAS_MMF_QCW_IS28.pdf | 2017-09-01
1168 | MMF QCW IS39 808nm | Diode Lasers | Components | QCW, Long Pulse |  | Diode |  | 600000 | 975000 | 25000 | 1000000 | [15 empty] | >40 | [5 empty] | Yes | 808 | 801 | 899 | 98 | 10 | 10 | [7 empty] | <7 | 0.3 | [13 empty] | <80 | [7 empty] | <15 | [17 empty] | 24 | [20 empty] | 0.22 | [23 empty] | SMA with Free Standing Fiber Tips |  | 800 | [14 empty] | 138 x 95 x 67.5 | [6 empty] | 2 | [9 empty] | 216 to 264 | [17 empty] | 20 to 30 | [6 empty] | >400 | [6 empty] | 0 to 55 |  |  | -20 to 55 | [19 empty] | Fiber-Coupled Modules | 800 | Multi Bar | MMF; IS39 | Components | [22 empty] | <30 | [18 empty] | <5/Deionized Water | [13 empty] | >10 | [37 empty] | DILAS | http://dilas.com/assets/media/products/DILAS_MMF_QCW_IS39.pdf | 2017-09-01
1169 | MMF QCW IS39 940nm | Diode Lasers | Components | QCW, Long Pulse |  | Diode |  | 600000 | 975000 | 25000 | 1000000 | [15 empty] | >40 | [5 empty] | Yes | 940 | 900 | 1000 | 100 | 10 | 10 | [7 empty] | <7 | 0.3 | [13 empty] | <80 | [7 empty] | <15 | [17 empty] | 24 | [20 empty] | 0.22 | [23 empty] | SMA with Free Standing Fiber Tips |  | 800 | [14 empty] | 138 x 95 x 67.5 | [6 empty] | 2 | [9 empty] | 216 to 264 | [17 empty] | 20 to 30 | [6 empty] | >400 | [6 empty] | 0 to 55 |  |  | -20 to 55 | [19 empty] | Fiber-Coupled Modules | 800 | Multi Bar | MMF; IS39 | Components | [22 empty] | <30 | [18 empty] | <5/Deionized Water | [13 empty] | >10 | [37 empty] | DILAS | http://dilas.com/assets/media/products/DILAS_MMF_QCW_IS39.pdf | 2017-09-01
1170 | DILAS MMF TBar IS21.11 120W | Diode Lasers | Components | CW |  | Diode |  | 120000 | 225000 | 25000 | 250000 | [15 empty] | >35 | [5 empty] | Yes | 976 | 900 | 1000 | 100 | 2 | 2 | [7 empty] | <5 | [19 empty] | <35 |  |  | <3.5 | [17 empty] | 35 | [20 empty] | 0.22 | [23 empty] | SMAQ |  |  | 100 | [13 empty] | 138.3 x 65 x 39 | [6 empty] | 1 | [9 empty] | 150 | Tap water | 20 to 25 | [15 empty] | 20 to 25 | [13 empty] | 5 to 60 | [22 empty] | Fiber-Coupled Modules | 100 | Multi Bar | T-Bar; IS21.11 | Components | [55 empty] | <5 | [37 empty] | DILAS | http://dilas.com/assets/media/products/DILAS_MMF_TBar_IS21.11_120W.pdf | 2017-09-01
1171 | DILAS MMF TBar IS21.11 135W | Diode Lasers | Components | CW |  | Diode |  | 135000 | 170000 | 80000 | 250000 | [15 empty] | >45 | [5 empty] | Yes | 976 | 900 | 1000 | 100 | 2 | 2 | [7 empty] | <5 | [19 empty] | <30 |  |  | <3.5 | [17 empty] | 11.5 | [20 empty] | 0.22 | [23 empty] | SMAQ |  |  | 200 | [13 empty] | 138.3 x 65 x 39 | [16 empty] | 150 | Tap water | 20 to 25 | [15 empty] | 20 to 25 | [13 empty] | 5 to 60 | [22 empty] | Fiber-Coupled Modules | 200 | Multi Bar | T-Bar; IS21.11 | Components | [55 empty] | <5 | [37 empty] | DILAS | http://dilas.com/assets/media/products/DILAS_MMF_TBar_IS21.11_135W.pdf | 2017-09-01
1172 | DILAS MMF TBar IS21.11 200W | Diode Lasers | Components | CW |  | Diode |  | 200000 | 170000 | 80000 | 250000 | [15 empty] | >45 | [5 empty] | Yes | 976 | 900 | 1000 | 100 | 2 | 2 | [7 empty] | <5 | [19 empty] | <40 |  |  | <3.5 | [17 empty] | 11.5 | [20 empty] | 0.22 | [23 empty] | SMAQ |  |  | 200 | [13 empty] | 138.3 x 65 x 39 | [16 empty] | >150 | Tap water | 20 to 25 | [15 empty] | 20 to 25 | [13 empty] | 5 to 60 | [22 empty] | Fiber-Coupled Modules | 200 | Multi Bar | T-Bar; IS21.11 | Components | [55 empty] | <5 | [37 empty] | DILAS | http://dilas.com/assets/media/products/DILAS_MMF_TBar_IS21.11_200W.pdf | 2017-09-01
1173 | DILAS MMF TBar IS21.16 | Diode Lasers | Components | CW |  | Diode |  | 40000 | 80000 | 0 | 80000 | [15 empty] | >23 | [5 empty] | Yes | 638 | 630 | 650 | 20 | 2 | 2 | [7 empty] | <2 | [19 empty] | <12 |  |  | <4 | [17 empty] | 16 | [20 empty] | 0.22 | [23 empty] | SMA |  |  | 400 | [13 empty] | 130 x 65 x 45 | [6 empty] | 1.2 | [9 empty] | 120 | Tap water | 20 to 25 | [15 empty] | 20 to 25 | [13 empty] | 5 to 60 | [22 empty] | Fiber-Coupled Modules | 400 | Multi Bar | T-Bar; IS21.16 | Components | [55 empty] | >5 | [37 empty] | DILAS | http://dilas.com/assets/media/products/DILAS_MMF_TBar_IS21.16_40W.pdf | 2017-09-01
1174 | DILAS MMF TBar IS45.1 600W | Diode Lasers | Components | CW |  | Diode |  | 600000 | 750000 | 250000 | 1000000 | [15 empty] | >43 | [5 empty] | Yes | 976 | 900 | 1000 | 100 | 2 | 2 | [7 empty] | <5 | [19 empty] | <40 |  |  | <3.5 | [17 empty] | 50 | [20 empty] | 0.22 | [23 empty] | QBH |  |  | 200 | [13 empty] | 276.9 x 267 x 97.5 | [16 empty] | 600 | Tap water | 20 to 25 | [15 empty] | 20 to 25 | [13 empty] | 5 to 60 | [22 empty] | Fiber-Coupled Modules | 200 | Multi Bar | T-Bar; IS45.1 | Components | NA 0.22 | [54 empty] | >20 | [37 empty] | DILAS | http://dilas.com/assets/media/products/DILAS_MMF_TBar_IS45-1_600W.pdf | 2017-09-01
1175 | DILAS MMF TBar IS45.1 600W | Diode Lasers | Components | CW |  | Diode |  | 600000 | 750000 | 250000 | 1000000 | [15 empty] | >43 | [5 empty] | Yes | 976 | 900 | 1000 | 100 | 2 | 2 | [7 empty] | <5 | [19 empty] | <40 |  |  | <3.5 | [17 empty] | 50 | [20 empty] | 0.11 | [23 empty] | QBH |  |  | 400 | [13 empty] | 276.9 x 267 x 97.5 | [16 empty] | 600 | Tap water | 20 to 25 | [15 empty] | 20 to 25 | [13 empty] | 5 to 60 | [22 empty] | Fiber-Coupled Modules | 400 | Multi Bar | T-Bar; IS45.1 | Components | NA 0.11 | [54 empty] | >20 | [37 empty] | DILAS | http://dilas.com/assets/media/products/DILAS_MMF_TBar_IS45-1_600W.pdf | 2017-09-01
1176 | DILAS MMF TBar IS46 300W | Diode Lasers | Components | CW |  | Diode |  | 300000 | [18 empty] | >43 | [5 empty] | Yes | 976 |  |  |  | 2 | 2 | [7 empty] | <4.5 | [19 empty] | <51 |  |  | <5 | [17 empty] | <14 | [20 empty] | 0.22 | [23 empty] | OS SMA 0.5 |  |  | 200 | [20 empty] | 0.3 | [9 empty] | 100 | Tap water | 20 to 25 | [15 empty] | 20 to 25 | [13 empty] | 0 to 55 | [22 empty] | Fiber-Coupled Modules |  |  | T-Bar; IS46 | Components | [55 empty] | >7 | [37 empty] | DILAS | http://dilas.com/assets/media/products/DILAS_MMF_TBar_IS46.pdf | 2017-10-13
1177 | MMF_TBar_IS58_240W_915nm | Diode Lasers | Components | CW |  | Diode |  | 240000 | 170000 | 80000 | 250000 | [15 empty] | >45 | [5 empty] | Yes | 915 | 900 | 960 | 60 | 5 | 5 | [7 empty] | <5 | [19 empty] | <40 |  |  | <4 | [17 empty] | 15 | [20 empty] | 0.22 | [23 empty] | Fixed Pigtail Fiber |  |  | 200/240 (Modestrip) | [20 empty] | 1 | [9 empty] | >150 | Tap water | 20 to 25 | [15 empty] | 20 to 25 | [13 empty] | 5 to 60 | [22 empty] | Fiber-Coupled Modules | 200/240 |  | T-Bar: IS58 | Components | [55 empty] | >7 | [37 empty] | DILAS | http://dilas.com/assets/media/products/DILAS_MMF_TBar_IS58_240W_915nm.pdf | 2017-09-01
1178 | MMF_TBar-NLW_IS58_250W_976nm | Diode Lasers | Components | CW |  | Diode |  | 250000 | 170000 | 80000 | 250000 | [15 empty] | >49 | [5 empty] | Yes | 976 | 961 | 1000 | 39 | 3 | 3 | [7 empty] | <5 | [19 empty] | <40 |  |  | <3 | [17 empty] | 15 | [20 empty] | 0.22 | [23 empty] | Fixed Pigtail Fiber |  |  | 200/240 (Modestrip) | [20 empty] | 1 | [9 empty] | >150 | Tap water | 20 to 25 | [15 empty] | 20 to 25 | [13 empty] | 5 to 60 | [22 empty] | Fiber-Coupled Modules | 200/240 |  | T-Bar: IS58 | Components | [55 empty] | >7.5 | [37 empty] | DILAS | http://dilas.com/assets/media/products/DILAS_MMF_TBar_IS58_250W_976nm.pdf | 2017-09-01
1179 | MMF_TBar-NLW_270W_976nm | Diode Lasers | Components | CW |  | Diode |  | 270000 | 250000 | 250000 | 500000 | [15 empty] | >45 | [5 empty] | Yes | 976 | 961 | 1000 | 39 | 3 | 3 | [7 empty] | <5 | [19 empty] | <40 |  |  | <4 | [17 empty] | 15 | [20 empty] | 0.22 | [23 empty] | Fixed Pigtail Fiber |  |  | 200/240 (Modestrip) | [20 empty] | 1 | [9 empty] | >150 | Tap water | 20 to 25 | [15 empty] | 20 to 25 | [13 empty] | 5 to 60 | [22 empty] | Fiber-Coupled Modules | 200/240 |  | T-Bar: IS58 | Components | [55 empty] | >7 | [37 empty] | DILAS | http://dilas.com/assets/media/products/DILAS_MMF_TBar_IS58_270W_976nm.pdf | 2017-09-01
1180 | MMF_TBar_IS67.2-1200W | Diode Lasers | Components | CW |  | Diode |  | 1200000 | 9500000 | 500000 | 10000000 | [15 empty] | >43 | [5 empty] | Yes | 976 | 961 | 1000 | 39 | 2 | 2 | [7 empty] | <6 | 0.38 | [18 empty] | <40 |  |  | <3.5 | [17 empty] | 100 | [20 empty] | 0.22 | [23 empty] | QBH |  |  | 300 | [20 empty] | 18 | [9 empty] | 1200 | Tap water | 20 to 25 | [15 empty] | 20 to 25 | [13 empty] | 5 to 60 | [22 empty] | Fiber-Coupled Modules | 300 |  | T-Bar; IS67.2 | Components | [55 empty] | >40 | [37 empty] | DILAS | http://dilas.com/assets/media/products/DILAS_MMF_TBar_IS67-2_1200W.pdf | 2017-09-01
1181 | MMF-IS10 200um 793nm | Diode Lasers | Components | CW |  | Diode |  | 180000 | 170000 | 80000 | 250000 | [15 empty] | >35 | [5 empty] | Yes | 793 | 701 | 800 | 99 | 3 | 3 | [7 empty] | <4 | 0.27 | [18 empty] | <60 |  |  | <9 | [17 empty] | 12 | [20 empty] | 0.22 | [23 empty] | HP-SMA 905 with Free Standing Fiber Tips |  |  | 200 | [13 empty] | 203.3 x 195 x 54.5 | [16 empty] | 250 to 400 |  |  |  | >540 | [14 empty] | 20 to 25 | 30 to 35 |  | 20 to 25 | [9 empty] | 0 to 55 | [22 empty] | Fiber-Coupled Modules | 200 | Multi Bar | MMF; IS10 | Components | [41 empty] | <10 | [13 empty] | >5 | [37 empty] | DILAS | http://dilas.com/assets/media/products/DILAS_MMF-IS10_200um_793nm.pdf | 2017-09-01
1182 | MMF-IS10 200um 808nm | Diode Lasers | Components | CW |  | Diode |  | 200000 | 170000 | 80000 | 250000 | [15 empty] | >35 | [5 empty] | Yes | 808 | 801 | 860 | 59 | 3 | 3 | [7 empty] | <4 | 0.27 | [18 empty] | <60 |  |  | <10 | [17 empty] | 12 | [20 empty] | 0.22 | [23 empty] | HP-SMA 905 with Free Standing Fiber Tips |  |  | 200 | [13 empty] | 203.3 x 195 x 54.5 | [16 empty] | 250 to 400 |  |  |  | >520 | [14 empty] | 20 to 25 | 30 to 35 |  | 20 to 25 | [9 empty] | 0 to 55 | [22 empty] | Fiber-Coupled Modules | 200 | Multi Bar | MMF; IS10 | Components | [41 empty] | <10 | [13 empty] | >5 | [37 empty] | DILAS | http://dilas.com/assets/media/products/DILAS_MMF-IS10_200um_808nm.pdf | 2017-09-01
1183 | MMF-IS10 200um 9xxnm 915nm | Diode Lasers | Components | CW |  | Diode |  | 200000 | 170000 | 80000 | 250000 | [15 empty] | >40 | [5 empty] | Yes | 915 | 900 | 930 | 30 | 3 | 3 | [7 empty] | <4 | 0.38 | [18 empty] | <65 |  |  | <7.5 | [17 empty] | 12 | [20 empty] | 0.22 | [23 empty] | HP-SMA 905 with Free Standing Fiber Tips |  |  | 200 | [13 empty] | 203.3 x 195 x 54.5 | [16 empty] | 250 to 400 |  |  |  | >580 | [14 empty] | 20 to 25 | 30 to 35 |  | 20 to 25 | [9 empty] | 0 to 55 | [22 empty] | Fiber-Coupled Modules | 200 | Multi Bar | MMF; IS10 | Components | [41 empty] | <10 | [13 empty] | >4.4 | [37 empty] | DILAS | http://dilas.com/assets/media/products/DILAS_MMF-IS10_200um_9xxnm.pdf | 2017-09-01
1184 | MMF-IS10 200um 9xxnm 940nm | Diode Lasers | Components | CW |  | Diode |  | 200000 | 170000 | 80000 | 250000 | [15 empty] | >40 | [5 empty] | Yes | 940 | 931 | 960 | 29 | 3 | 3 | [7 empty] | <4 | 0.38 | [18 empty] | <65 |  |  | <7.5 | [17 empty] | 12 | [20 empty] | 0.22 | [23 empty] | HP-SMA 905 with Free Standing Fiber Tips |  |  | 200 | [13 empty] | 203.3 x 195 x 54.5 | [16 empty] | 250 to 400 |  |  |  | >580 | [14 empty] | 20 to 25 | 30 to 35 |  | 20 to 25 | [9 empty] | 0 to 55 | [22 empty] | Fiber-Coupled Modules | 200 | Multi Bar | MMF; IS10 | Components | [41 empty] | <10 | [13 empty] | >4.4 | [37 empty] | DILAS | http://dilas.com/assets/media/products/DILAS_MMF-IS10_200um_9xxnm.pdf | 2017-09-01
1185 | MMF-IS10 200um 9xxnm 976nm | Diode Lasers | Components | CW |  | Diode |  | 200000 | 170000 | 80000 | 250000 | [15 empty] | >40 | [5 empty] | Yes | 976 | 961 | 1000 | 39 | 3 | 3 | [7 empty] | <4 | 0.38 | [18 empty] | <65 |  |  | <7.5 | [17 empty] | 12 | [20 empty] | 0.22 | [23 empty] | HP-SMA 905 with Free Standing Fiber Tips |  |  | 200 | [13 empty] | 203.3 x 195 x 54.5 | [16 empty] | 250 to 400 |  |  |  | >580 | [14 empty] | 20 to 25 | 30 to 35 |  | 20 to 25 | [9 empty] | 0 to 55 | [22 empty] | Fiber-Coupled Modules | 200 | Multi Bar | MMF; IS10 | Components | [41 empty] | <10 | [13 empty] | >4.4 | [37 empty] | DILAS | http://dilas.com/assets/media/products/DILAS_MMF-IS10_200um_9xxnm.pdf | 2017-09-01
1186 | MMF-IS10 2-Lambda, 1470nm | Diode Lasers | Components | CW |  | Diode |  | 50000 | 80000 | 0 | 80000 | [15 empty] | >20 | [5 empty] | Yes | 1470 | 1200 | 1700 | 500 | 20 | 20 | [7 empty] | <12 | 0.58 | [18 empty] | <65 |  |  | <10 | [17 empty] | 4 | [20 empty] | 0.22 | [23 empty] | HP-SMA 905 |  |  | 500 | [13 empty] | 203.3 x 195 x 54.5 | [16 empty] | 250 to 400 | Tap water | 20 to 25 | [15 empty] | 20 to 25 | [9 empty] | >500 |  |  |  | 0 to 55 | [22 empty] | Fiber-Coupled Modules | 500 | Multi Bar | MMF; IS10; 2-Lambda | Components | Multi-Wavelengths (2-Lambda) | [54 empty] | >1 | [37 empty] | DILAS | http://dilas.com/assets/media/products/DILAS_MMF-IS10_2-Lambda.pdf | 2017-09-01
1187 | MMF-IS10 2-Lambda, 980nm | Diode Lasers | Components | CW |  | Diode |  | 150000 | 225000 | 25000 | 250000 | [15 empty] | >40 | [5 empty] | Yes | 980 | 961 | 1000 | 39 | 5 | 5 | [7 empty] | <5 | 0.38 | [18 empty] | <70 |  |  | <7.5 | [17 empty] | 6 | [20 empty] | 0.22 | [23 empty] | HP-SMA 905 |  |  | 500 | [13 empty] | 203.3 x 195 x 54.5 | [16 empty] | 250 to 400 | Tap water | 20 to 25 | [15 empty] | 20 to 25 | [9 empty] | >500 |  |  |  | 0 to 55 | [22 empty] | Fiber-Coupled Modules | 500 | Multi Bar | MMF; IS10; 2-Lambda | Components | Multi-Wavelengths (2-Lambda) | [54 empty] | 2 | [37 empty] | DILAS | http://dilas.com/assets/media/products/DILAS_MMF-IS10_2-Lambda.pdf | 2017-09-01
1188 | MMF-IS10 400um 1470nm | Diode Lasers | Components | CW |  | Diode |  | 80000 | 225000 | 25000 | 250000 | [15 empty] | >20 | [5 empty] | Yes | 1470 | 1400 | 1499 | 99 | 20 | 20 | [7 empty] | <12 | 0.58 | [18 empty] | 50 to 55 |  |  | <10 | [17 empty] | 9 | [20 empty] | 0.22 | [23 empty] | HP-SMA 905 with Free Standing Fiber Tips |  |  | 400 | [13 empty] | 203.3 x 195 x 54.5 | [16 empty] | 250 to 400 | [18 empty] | 20 to 25 | 30 to 35 |  | 20 to 25 |  |  | >420 | [6 empty] | 0 to 55 | [22 empty] | Fiber-Coupled Modules | 400 | Multi Bar | MMF; IS9 | Components | [41 empty] | <10 | [13 empty] | >2 | [37 empty] | DILAS | http://dilas.com/assets/media/products/DILAS_MMF-IS10_400um_1470nm.pdf | 2017-09-01
1189 | MMF-IS10 400um 793nm | Diode Lasers | Components | CW |  | Diode |  | 220000 | 170000 | 80000 | 250000 | [15 empty] | >40 | [5 empty] | Yes | 793 | 701 | 800 | 99 | 3 | 3 | [7 empty] | <4 | 0.27 | [18 empty] | <60 |  |  | <11 | [17 empty] | 12 | [20 empty] | 0.22 | [23 empty] | HP-SMA 905 with Free Standing Fiber Tips |  |  | 400 | [13 empty] | 203.3 x 195 x 54.5 | [16 empty] | 250 to 400 | [18 empty] | 20 to 25 | 30 to 25 |  | 20 to 25 |  |  | 500 | [6 empty] | 0 to 55 | [22 empty] | Fiber-Coupled Modules | 400 | Multi Bar | MMF; IS10 | Components | [41 empty] | <10 | [13 empty] | <4 | [37 empty] | DILAS | http://dilas.com/assets/media/products/DILAS_MMF-IS10_400um_793nm.pdf | 2017-09-01
1190 | MMF-IS10 400um 808nm 240W | Diode Lasers | Components | CW |  | Diode |  | 240000 | 170000 | 80000 | 250000 | [15 empty] | >40 | [5 empty] | Yes | 808 | 801 | 830 | 29 | 3 | 3 | [7 empty] | <4 | 0.27 | [18 empty] | <60 |  |  | <11 | [17 empty] | 12 | [20 empty] | 0.22 | [23 empty] | HP-SMA 905 with Free Standing Fiber Tips |  |  | 400 | [13 empty] | 203.3 x 195 x 54.5 | [16 empty] | 250 to 400 | [18 empty] | 20 to 25 | 30 to 35 |  | 20 to 25 |  |  | >480 | [6 empty] | 0 to 55 | [22 empty] | Fiber-Coupled Modules | 400 | Multi Bar | MMF; IS10 | Components | [41 empty] | <10 | [13 empty] | >5 | [37 empty] | DILAS | http://dilas.com/assets/media/products/DILAS_MMF-IS10_400um_808nm.pdf | 2017-09-01
1191 | MMF-IS10 400um 808nm 200W | Diode Lasers | Components | CW |  | Diode |  | 200000 | 170000 | 80000 | 250000 | [15 empty] | >40 | [5 empty] | Yes | 808 | 801 | 860 | 59 | 3 | 3 | [7 empty] | <5 | 0.27 | [18 empty] | <60 |  |  | <10 | [17 empty] | 12 | [20 empty] | 0.22 | [23 empty] | HP-SMA 905 with Free Standing Fiber Tips |  |  | 400 | [13 empty] | 203.3 x 195 x 54.5 | [16 empty] | 250 to 400 | [18 empty] | 20 to 25 | 30 to 35 |  | 20 to 25 |  |  | >480 | [6 empty] | 0 to 55 | [22 empty] | Fiber-Coupled Modules | 400 | Multi Bar | MMF; IS10 | Components | [41 empty] | <10 | [13 empty] | >5 | [37 empty] | DILAS | http://dilas.com/assets/media/products/DILAS_MMF-IS10_400um_808nm.pdf | 2017-09-01
1192 | MMF-IS10 400um 880nm | Diode Lasers | Components | CW |  | Diode |  | 240000 | 170000 | 80000 | 250000 | [15 empty] | >40 | [5 empty] | Yes | 880 | 861 | 899 | 38 | 3 | 3 | [7 empty] | <5 | 0.3 | [18 empty] | <60 |  |  | <14 | [17 empty] | 12 | [20 empty] | 0.22 | [23 empty] | HP-SMA 905 with Free Standing Fiber Tips |  |  | 400 | [13 empty] | 203.3 x 195 x 54.5 | [16 empty] | 250 to 400 | [18 empty] | 20 to 25 | 30 to 35 |  | 20 to 25 |  |  | >480 | [6 empty] | 0 to 55 | [22 empty] | Fiber-Coupled Modules | 400 | Multi Bar | MMF; IS10 | Components | [41 empty] | <10 | [13 empty] | >4.4 | [37 empty] | DILAS | http://dilas.com/assets/media/products/DILAS_MMF-IS10_400um_880nm.pdf | 2017-09-01
1193 | MMF-IS10 400um 915nm 200W | Diode Lasers | Components | CW |  | Diode |  | 200000 | 170000 | 80000 | 250000 | [15 empty] | >40 | [5 empty] | Yes | 915 | 900 | 930 | 30 | 3 | 3 | [7 empty] | <5 | 0.31 | [18 empty] | <60 |  |  | <8.5 | [17 empty] | 12 | [20 empty] | 0.22 | [23 empty] | HP-SMA 905 with Free Standing Fiber Tips |  |  | 400 | [13 empty] | 203.3 x 195 x 54.5 | [16 empty] | 250 to 400 | [18 empty] | 20 to 25 | 30 to 35 |  | 20 to 25 |  |  | >480 | [6 empty] | 0 to 55 | [22 empty] | Fiber-Coupled Modules | 400 | Multi Bar | MMF; IS10 | Components | [41 empty] | <10 | [13 empty] | >4.4 | [37 empty] | DILAS | http://dilas.com/assets/media/products/DILAS_MMF-IS10_400um_915nm.pdf | 2017-09-01
1194 | MMF-IS10 400um 915nm 240W | Diode Lasers | Components | CW |  | Diode |  | 240000 | 170000 | 80000 | 250000 | [15 empty] | >40 | [5 empty] | Yes | 915 | 900 | 930 | 30 | 3 | 3 | [7 empty] | <4 | 0.31 | [18 empty] | <60 |  |  | <7.5 | [17 empty] | 12 | [20 empty] | 0.22 | [23 empty] | HP-SMA 905 with Free Standing Fiber Tips |  |  | 400 | [13 empty] | 203.3 x 195 x 54.5 | [16 empty] | 250 to 400 | [18 empty] | 20 to 25 | 30 to 35 |  | 20 to 25 |  |  | >480 | [6 empty] | 0 to 55 | [22 empty] | Fiber-Coupled Modules | 400 | Multi Bar | MMF; IS10 | Components | [41 empty] | <10 | [13 empty] | >5 | [37 empty] | DILAS | http://dilas.com/assets/media/products/DILAS_MMF-IS10_400um_915nm.pdf | 2017-09-01
1195 | MMF-IS10 400um 940nm 240W | Diode Lasers | Components | CW |  | Diode |  | 240000 | 170000 | 80000 | 250000 | [15 empty] | >40 | [5 empty] | Yes | 940 | 931 | 960 | 29 | 3 | 3 | [7 empty] | <4 | 0.34 | [18 empty] | <60 |  |  | <7.5 | [17 empty] | 12 | [20 empty] | 0.22 | [23 empty] | HP-SMA 905 with Free Standing Fiber Tips |  |  | 400 | [13 empty] | 203.3 x 195 x 54.5 | [16 empty] | 250 to 400 | [18 empty] | 20 to 25 | 30 to 35 |  | 20 to 25 |  |  | >480 | [6 empty] | 0 to 55 | [22 empty] | Fiber-Coupled Modules | 400 | Multi Bar | MMF; IS10 | Components | [41 empty] | <10 | [13 empty] | >5 | [37 empty] | DILAS | http://dilas.com/assets/media/products/DILAS_MMF-IS10_400um_940nm.pdf | 2017-09-01
1196 | MMF-IS10 400um 940nm 200W | Diode Lasers | Components | CW |  | Diode |  | 200000 | 170000 | 80000 | 250000 | [15 empty] | >40 | [5 empty] | Yes | 940 | 931 | 960 | 29 | 3 | 3 | [7 empty] | <5 | 0.34 | [18 empty] | <60 |  |  | <8.5 | [17 empty] | 12 | [20 empty] | 0.22 | [23 empty] | HP-SMA 905 with Free Standing Fiber Tips |  |  | 400 | [13 empty] | 203.3 x 195 x 54.5 | [16 empty] | 250 to 400 | [18 empty] | 20 to 25 | 30 to 35 |  | 20 to 25 |  |  | >480 | [6 empty] | 0 to 55 | [22 empty] | Fiber-Coupled Modules | 400 | Multi Bar | MMF; IS10 | Components | [41 empty] | <10 | [13 empty] | >4.4 | [37 empty] | DILAS | http://dilas.com/assets/media/products/DILAS_MMF-IS10_400um_976nm.pdf | 2017-09-01
1197 | MMF-IS10 400um 976nm 200W | Diode Lasers | Components | CW |  | Diode |  | 200000 | 170000 | 80000 | 250000 | [15 empty] | >40 | [5 empty] | Yes | 976 | 961 | 1000 | 39 | 3 | 3 | [7 empty] | <5 | 0.38 | [18 empty] | <60 |  |  | <7.5 | [17 empty] | 12 | [20 empty] | 0.22 | [23 empty] | HP-SMA 905 with Free Standing Fiber Tips |  |  | 400 | [13 empty] | 203.3 x 195 x 54.5 | [16 empty] | 250 to 400 | [18 empty] | 20 to 25 | 30 to 35 |  | 20 to 25 |  |  | >480 | [6 empty] | 0 to 55 | [22 empty] | Fiber-Coupled Modules | 400 | Multi Bar | MMF; IS10 | Components | [41 empty] | <10 | [13 empty] | >4.4 | [37 empty] | DILAS | http://dilas.com/assets/media/products/DILAS_MMF-IS10_400um_976nm.pdf | 2017-09-01
1198 | MMF-IS10 400um 976nm 240W | Diode Lasers | Components | CW |  | Diode |  | 240000 | 170000 | 80000 | 250000 | [15 empty] | >40 | [5 empty] | Yes | 976 | 961 | 1000 | 39 | 3 | 3 | [7 empty] | <4 | 0.36 | [18 empty] | <60 |  |  | <7.5 | [17 empty] | 12 | [20 empty] | 0.22 | [23 empty] | HP-SMA 905 with Free Standing Fiber Tips |  |  | 400 | [13 empty] | 203.3 x 195 x 54.5 | [16 empty] | 250 to 400 | [18 empty] | 20 to 25 | 30 to 35 |  | 20 to 25 |  |  | >480 | [6 empty] | 0 to 55 | [22 empty] | Fiber-Coupled Modules | 400 | Multi Bar | MMF; IS10 | Components | [41 empty] | <10 | [13 empty] | >5 | [37 empty] | DILAS | http://dilas.com/assets/media/products/DILAS_MMF-IS10_400um_976nm.pdf | 2017-09-01
1199 | MMF-IS10-NLW 976nm, 120W, 200um | Diode Lasers | Components | CW |  | Diode |  | 120000 | 225000 | 25000 | 250000 | [15 empty] | >35 | [5 empty] | Yes | 976 | 961 | 1000 | 39 | 0.6 | 0.6 | [7 empty] | <1 | 0.01 | [18 empty] | <55 |  |  | <7.5 | [17 empty] | 8 | [20 empty] | 0.22 | [23 empty] | HP-SMA 905 with Free Standing Fiber Tips |  |  | 200 | [13 empty] | 215.45 x 128.5 x 54.5 | [34 empty] | 20 to 30 | [6 empty] | >320 | [6 empty] | 0 to 55 | [22 empty] | Fiber-Coupled Modules | 200 | Multi Bar | MMF; IS10 | Components | VBG Narrow Linewidth | [54 empty] | >2.8 | [37 empty] | DILAS | http://dilas.com/assets/media/products/DILAS_MMF-IS10-NLW_976nm.pdf | 2017-09-01
1200 | MMF-IS10-NLW 976nm, 180W, 200um | Diode Lasers | Components | CW |  | Diode |  | 180000 | 170000 | 80000 | 250000 | [15 empty] | >35 | [5 empty] | Yes | 976 | 961 | 1000 | 39 | 0.6 | 0.6 | [7 empty] | <1 | 0.01 | [18 empty] | <55 |  |  | <7.5 | [17 empty] | 12 | [20 empty] | 0.22 | [23 empty] | HP-SMA 905 with Free Standing Fiber Tips |  |  | 200 | [13 empty] | 215.45 x 128.5 x 54.5 | [34 empty] | 20 to 30 | [6 empty] | >480 | [6 empty] | 0 to 55 | [22 empty] | Fiber-Coupled Modules | 200 | Multi Bar | MMF; IS10 | Components | VBG Narrow Linewidth | [54 empty] | >4.2 | [37 empty] | DILAS | http://dilas.com/assets/media/products/DILAS_MMF-IS10-NLW_976nm.pdf | 2017-09-01
1201 | MMF-IS10-NLW 981nm, 200W, 400um | Diode Lasers | Components | CW |  | Diode |  | 200000 | 475000 | 25000 | 500000 | [15 empty] | >40 | [5 empty] | Yes | 981 | 961 | 1000 | 39 | 0.6 | 0.6 | [7 empty] | <1 | 0.01 | [18 empty] | <60 |  |  | <7.5 | [17 empty] | 12 | [20 empty] | 0.22 | [23 empty] | HP-SMA 905 with Free Standing |  |  | 400 | [13 empty] | 215.45 x 128.5 x 54.5 | [34 empty] | 20 to 30 | [6 empty] | >520 | [6 empty] | 0 to 55 | [22 empty] | Fiber-Coupled Modules | 400 | Multi Bar | MMF; IS10 | Components | VBG Narrow Linewidth | [54 empty] | >4.5 | [37 empty] | DILAS | http://dilas.com/assets/media/products/DILAS_MMF-IS10-NLW_981nm.pdf | 2017-09-01
1202 | MMF-IS10-QBH_200um_976nm.pdf | Diode Lasers | Components | CW |  | Diode |  | 200000 | 170000 | 80000 | 250000 | [15 empty] | >35 | [5 empty] | Yes | 976 | 961 | 1000 | 39 | 0.6 | 0.6 | [7 empty] | <4 | 0.31 | [18 empty] | <60 |  |  | <7.5 | [17 empty] | 12 | [20 empty] | 0.22 | [40 empty] | 215.45 x 128.5 x 54.5 | [16 empty] | 200 to 300 | [18 empty] | 20 to 25 | [12 empty] | 0 to 55 | [22 empty] | Fiber-Coupled Modules | 200 | Multi Bar | MMF; IS10 | Components | QBH | [54 empty] | >4.2 | [37 empty] | DILAS | http://dilas.com/assets/media/products/DILAS_MMF-IS10-QBH_200um_976nm_TD.pdf | 2017-09-15
1203 | MMF-IS11 200um 793nm | Diode Lasers | Components | CW |  | Diode |  | 180000 | 250000 | 250000 | 500000 | [15 empty] | >35 | [5 empty] | Yes | 793 | 701 | 800 | 99 | 3 | 3 | [7 empty] | <4 | 0.27 | [18 empty] | <60 |  |  | <9 | [17 empty] | 12 | [20 empty] | 0.22 | [23 empty] | HP-SMA 905 with Free Standing Fiber Tips |  |  | 200 | [13 empty] | 203.3 x 195 x 54.5 | [16 empty] | 250 to 400 | [18 empty] | 20 to 25 | 30 to 35 |  | 20 to 25 |  |  | >540 | [6 empty] | 0 to 55 | [22 empty] | Fiber-Coupled Modules | 200 | Multi Bar | MMF; IS11 | Components | [41 empty] | <10 | [13 empty] | >5 | [37 empty] | DILAS | http://dilas.com/assets/media/products/DILAS_MMF-IS10_200um_793nm.pdf | 2017-09-01
1204 | MMF-IS11 200um 808nm | Diode Lasers | Components | CW |  | Diode |  | 200000 | 250000 | 250000 | 500000 | [15 empty] | >35 | [5 empty] | Yes | 808 | 801 | 830 | 29 | 3 | 3 | [7 empty] | <4 | 0.27 | [18 empty] | <60 |  |  | <10 | [17 empty] | 12 | [20 empty] | 0.22 | [23 empty] | HP-SMA 905 with Free Standing Fiber Tips |  |  | 200 | [13 empty] | 203.3 x 195 x 54.5 | [16 empty] | 250 to 400 | [18 empty] | 20 to 25 | 30 to 35 |  | 20 to 25 |  |  | >520 | [6 empty] | 0 to 55 | [22 empty] | Fiber-Coupled Modules | 200 | Multi Bar | MMF; IS11 | Components | [41 empty] | <10 | [13 empty] | >5 | [37 empty] | DILAS | http://dilas.com/assets/media/products/DILAS_MMF-IS10_200um_808nm.pdf | 2017-09-01
1205 | MMF-IS11 200um 9xxnm 915nm | Diode Lasers | Components | CW |  | Diode |  | 200000 | 250000 | 250000 | 500000 | [15 empty] | >40 | [5 empty] | Yes | 915 | 900 | 930 | 30 | 3 | 3 | [7 empty] | <4 | 0.38 | [18 empty] | <65 |  |  | <7.5 | [17 empty] | 12 | [20 empty] | 0.22 | [23 empty] | HP-SMA 905 with Free Standing Fiber Tips |  |  | 200 | [13 empty] | 203.3 x 195 x 54.5 | [16 empty] | 250 to 400 | [18 empty] | 20 to 25 | 30 to 35 |  | 20 to 25 |  |  | >580 | [6 empty] | 0 to 55 | [22 empty] | Fiber-Coupled Modules | 200 | Multi Bar | MMF; IS10 | Components | [41 empty] | <10 | [13 empty] | >4.4 | [37 empty] | DILAS | http://dilas.com/assets/media/products/DILAS_MMF-IS10_200um_9xxnm.pdf | 2017-09-01
1206 | MMF-IS11 200um 9xxnm 940nm | Diode Lasers | Components | CW |  | Diode |  | 200000 | 250000 | 250000 | 500000 | [15 empty] | >40 | [5 empty] | Yes | 940 | 931 | 960 | 29 | 3 | 3 | [7 empty] | <4 | 0.38 | [18 empty] | <65 |  |  | <7.5 | [17 empty] | 12 | [20 empty] | 0.22 | [23 empty] | HP-SMA 905 with Free Standing Fiber Tips |  |  | 200 | [13 empty] | 203.3 x 195 x 54.5 | [16 empty] | 250 to 400 | [18 empty] | 20 to 25 | 30 to 35 |  | 20 to 25 |  |  | >580 | [6 empty] | 0 to 55 | [22 empty] | Fiber-Coupled Modules | 200 | Multi Bar | MMF; IS11 | Components | [41 empty] | <10 | [13 empty] | >4.4 | [37 empty] | DILAS | http://dilas.com/assets/media/products/DILAS_MMF-IS10_200um_9xxnm.pdf | 2017-09-01
1207 | MMF-IS11 200um 9xxnm 976nm | Diode Lasers | Components | CW |  | Diode |  | 200000 | 250000 | 250000 | 500000 | [15 empty] | >40 | [5 empty] | Yes | 976 | 961 | 1000 | 39 | 3 | 3 | [7 empty] | <4 | 0.38 | [18 empty] | <65 |  |  | <7.5 | [17 empty] | 12 | [20 empty] | 0.22 | [23 empty] | HP-SMA 905 with Free Standing Fiber Tips |  |  | 200 | [13 empty] | 203.3 x 195 x 54.5 | [16 empty] | 250 to 400 | [18 empty] | 20 to 25 | 30 to 35 |  | 20 to 25 |  |  | >580 | [6 empty] | 0 to 55 | [22 empty] | Fiber-Coupled Modules | 200 | Multi Bar | MMF; IS11 | Components | [41 empty] | <10 | [13 empty] | >4.4 | [37 empty] | DILAS | http://dilas.com/assets/media/products/DILAS_MMF-IS10_200um_9xxnm.pdf | 2017-09-01
1208 | DILAS MMF-IS11 400um 808nm | Diode Lasers | Components | CW |  | Diode |  | 400000 | 250000 | 250000 | 500000 | [15 empty] | >45 | [5 empty] | Yes | 808 | 801 | 830 | 29 | 3 | 3 | [7 empty] | <4 | 0.27 | [18 empty] | <60 |  |  | <10 | [17 empty] | 20 | [20 empty] | 0.22 | [23 empty] | QBH/HighYAG |  |  | 400 | [13 empty] | 228.5 x 320 x 70.6 | [16 empty] | 250 to 400 | [18 empty] | 20 to 25 | 30 to 35 |  | 20 to 25 |  |  | >800 | [6 empty] | 0 to 55 | [22 empty] | Fiber-Coupled Modules | 400 | Multi Bar | MMF; IS11 | Components | [41 empty] | <10 | [13 empty] | >8 | [37 empty] | DILAS | http://dilas.com/assets/media/products/DILAS_MMF-IS11_400um_808nm.pdf | 2017-09-01
1209 | MMF-IS11 400um 808nm 500W | Diode Lasers | Components | CW |  | Diode |  | 500000 | 750000 | 250000 | 1000000 | [15 empty] | >45 | [5 empty] | Yes | 808 | 801 | 830 | 29 | 3 | 3 | [7 empty] | <4 | 0.27 | [18 empty] | <60 |  |  | <10 | [17 empty] | 24 | [20 empty] | 0.22 | [23 empty] | QBH/HighYAG |  |  | 400 | [13 empty] | 228.5 x 320 x 70.6 | [16 empty] | 250 to 400 | [18 empty] | 20 to 25 | 30 to 35 |  | 20 to 25 |  |  | >940 | [6 empty] | 0 to 55 | [22 empty] | Fiber-Coupled Modules | 400 | Multi Bar | MMF; IS11 | Components | [41 empty] | <10 | [13 empty] | >10 | [37 empty] | DILAS | http://dilas.com/assets/media/products/DILAS_MMF-IS11_400um_808nm.pdf | 2017-09-01
1210 | DILAS MMF-IS11 400um 880nm | Diode Lasers | Components | CW |  | Diode |  | 480000 | 750000 | 250000 | 1000000 | [15 empty] | >40 | [5 empty] | Yes | 880 | 861 | 899 | 38 | 3 | 3 | [7 empty] | <5 | 0.3 | [18 empty] | <60 |  |  | <14 | [17 empty] | 24 | [20 empty] | 0.22 | [23 empty] | QBH/HighYAG |  |  | 400 | [13 empty] | 228.5 x 320 x 70.6 | [16 empty] | 250 to 400 | [18 empty] | 20 to 25 | 30 to 35 |  | 20 to 25 |  |  | >960 | [6 empty] | 0 to 55 | [22 empty] | Fiber-Coupled Modules | 400 | Multi Bar | MMF; IS11 | Components | [41 empty] | <10 | [13 empty] | >9 | [37 empty] | DILAS | http://dilas.com/assets/media/products/DILAS_MMF-IS11_400um_880nm.pdf | 2017-09-01
1211 | MMF-IS11 400um 9xxnm 915nm 300W | Diode Lasers | Components | CW |  | Diode |  | 300000 | 250000 | 250000 | 500000 | [15 empty] | >45 | [5 empty] | Yes | 915 | 900 | 930 | 30 | 3 | 3 | [7 empty] | <4 | 0.34 | [18 empty] | <60 |  |  | <7.5 | [17 empty] | 16 | [20 empty] | 0.22 | [23 empty] | QBH/HighYAG |  |  | 400 | [13 empty] | 228.5 x 320 x 70.6 | [16 empty] | 250 to 400 | [18 empty] | 20 to 25 | 30 to 35 |  | 20 to 25 |  |  | >660 | [6 empty] | 0 to 55 | [22 empty] | Fiber-Coupled Modules | 400 | Multi Bar | MMF; IS11 | Components | [41 empty] | <10 | [13 empty] | >7 | [37 empty] | DILAS | http://dilas.com/assets/media/products/DILAS_MMF-IS11_400um_9xxnm.pdf | 2017-09-01
1212 | MMF-IS11 400um 9xxnm 915nm 400W | Diode Lasers | Components | CW |  | Diode |  | 400000 | 250000 | 250000 | 500000 | [15 empty] | >45 | [5 empty] | Yes | 915 | 900 | 930 | 30 | 3 | 3 | [7 empty] | <4 | 0.34 | [18 empty] | <60 |  |  | <7.5 | [17 empty] | 20 | [20 empty] | 0.22 | [23 empty] | QBH/HighYAG |  |  | 400 | [13 empty] | 228.5 x 320 x 70.6 | [16 empty] | 250 to 400 | [18 empty] | 20 to 25 | 30 to 35 |  | 20 to 25 |  |  | >800 | [6 empty] | 0 to 55 | [22 empty] | Fiber-Coupled Modules | 400 | Multi Bar | MMF; IS11 | Components | [41 empty] | <10 | [13 empty] | >8 | [37 empty] | DILAS | http://dilas.com/assets/media/products/DILAS_MMF-IS11_400um_9xxnm.pdf | 2017-09-01
1213 | MMF-IS11 400um 9xxnm 915nm 500W | Diode Lasers | Components | CW |  | Diode |  | 500000 | 750000 | 250000 | 1000000 | [15 empty] | >45 | [5 empty] | Yes | 915 | 900 | 930 | 30 | 3 | 3 | [7 empty] | <4 | 0.34 | [18 empty] | <60 |  |  | <7.5 | [17 empty] | 24 | [20 empty] | 0.22 | [23 empty] | QBH/HighYAG |  |  | 400 | [13 empty] | 228.5 x 320 x 70.6 | [16 empty] | 250 to 400 | [18 empty] | 20 to 25 | 30 to 35 |  | 20 to 25 |  |  | >940 | [6 empty] | 0 to 55 | [22 empty] | Fiber-Coupled Modules | 400 | Multi Bar | MMF; IS11 | Components | [41 empty] | <10 | [13 empty] | >10 | [37 empty] | DILAS | http://dilas.com/assets/media/products/DILAS_MMF-IS11_400um_9xxnm.pdf | 2017-09-01
1214 | MMF-IS11 400um 9xxnm 940nm 300W | Diode Lasers | Components | CW |  | Diode |  | 300000 | 250000 | 250000 | 500000 | [15 empty] | >45 | [5 empty] | Yes | 940 | 931 | 960 | 29 | 3 | 3 | [7 empty] | <4 | 0.34 | [18 empty] | <60 |  |  | <7.5 | [17 empty] | 16 | [20 empty] | 0.22 | [23 empty] | QBH/HighYAG |  |  | 400 | [13 empty] | 228.5 x 320 x 70.6 | [16 empty] | 250 to 400 | [18 empty] | 20 to 25 | 30 to 35 |  | 20 to 25 |  |  | >660 | [6 empty] | 0 to 55 | [22 empty] | Fiber-Coupled Modules | 400 | Multi Bar | MMF; IS11 | Components | [41 empty] | <10 | [13 empty] | >7 | [37 empty] | DILAS | http://dilas.com/assets/media/products/DILAS_MMF-IS11_400um_9xxnm.pdf | 2017-09-01
1215 | MMF-IS11 400um 9xxnm 976nm 300W | Diode Lasers | Components | CW |  | Diode |  | 300000 | 250000 | 250000 | 500000 | [15 empty] | >45 | [5 empty] | Yes | 976 | 961 | 1000 | 39 | 3 | 3 | [7 empty] | <4 | 0.34 | [18 empty] | <60 |  |  | <7.5 | [17 empty] | 16 | [20 empty] | 0.22 | [23 empty] | QBH/HighYAG |  |  | 400 | [13 empty] | 228.5 x 320 x 70.6 | [16 empty] | 250 to 400 | [18 empty] | 20 to 25 | 30 to 35 |  | 20 to 25 |  |  | >660 | [6 empty] | 0 to 55 | [22 empty] | Fiber-Coupled Modules | 400 | Multi Bar | MMF; IS11 | Components | [41 empty] | <10 | [13 empty] | >7 | [37 empty] | DILAS | http://dilas.com/assets/media/products/DILAS_MMF-IS11_400um_9xxnm.pdf | 2017-09-01
1216 | MMF-IS11 400um 9xxnm 940nm 400W | Diode Lasers | Components | CW |  | Diode |  | 400000 | 250000 | 250000 | 500000 | [15 empty] | >45 | [5 empty] | Yes | 940 | 931 | 960 | 29 | 3 | 3 | [7 empty] | <4 | 0.34 | [18 empty] | <60 |  |  | <7.5 | [17 empty] | 20 | [20 empty] | 0.22 | [23 empty] | QBH/HighYAG |  |  | 400 | [13 empty] | 228.5 x 320 x 70.6 | [16 empty] | 250 to 400 | [18 empty] | 20 to 25 | 30 to 35 |  | 20 to 25 |  |  | >800 | [6 empty] | 0 to 55 | [22 empty] | Fiber-Coupled Modules | 400 | Multi Bar | MMF; IS11 | Components | [41 empty] | <10 | [13 empty] | >8 | [37 empty] | DILAS | http://dilas.com/assets/media/products/DILAS_MMF-IS11_400um_9xxnm.pdf | 2017-09-01
1217 | MMF-IS11 400um 9xxnm 976nm 400W | Diode Lasers | Components | CW |  | Diode |  | 400000 | 250000 | 250000 | 500000 | [15 empty] | >45 | [5 empty] | Yes | 976 | 961 | 1000 | 39 | 3 | 3 | [7 empty] | <4 | 0.34 | [18 empty] | <60 |  |  | <7.5 | [17 empty] | 20 | [20 empty] | 0.22 | [23 empty] | QBH/HighYAG |  |  | 400 | [13 empty] | 228.5 x 320 x 70.6 | [16 empty] | 250 to 400 | [18 empty] | 20 to 25 | 30 to 35 |  | 20 to 25 |  |  | >800 | [6 empty] | 0 to 55 | [22 empty] | Fiber-Coupled Modules | 400 | Multi Bar | MMF; IS11 | Components | [41 empty] | <10 | [13 empty] | >8 | [37 empty] | DILAS | http://dilas.com/assets/media/products/DILAS_MMF-IS11_400um_9xxnm.pdf | 2017-09-01
1218 | MMF-IS11 400um 9xxnm 940nm 500W | Diode Lasers | Components | CW |  | Diode |  | 500000 | 750000 | 250000 | 1000000 | [15 empty] | >45 | [5 empty] | Yes | 940 | 931 | 960 | 29 | 3 | 3 | [7 empty] | <4 | 0.34 | [18 empty] | <60 |  |  | <7.5 | [17 empty] | 24 | [20 empty] | 0.22 | [23 empty] | QBH/HighYAG |  |  | 400 | [13 empty] | 228.5 x 320 x 70.6 | [16 empty] | 250 to 400 | [18 empty] | 20 to 25 | 30 to 35 |  | 20 to 25 |  |  | >940 | [6 empty] | 0 to 55 | [22 empty] | Fiber-Coupled Modules | 400 | Multi Bar | MMF; IS11 | Components | [41 empty] | <10 | [13 empty] | >10 | [37 empty] | DILAS | http://dilas.com/assets/media/products/DILAS_MMF-IS11_400um_9xxnm.pdf | 2017-09-01
1219 | MMF-IS11 400um 9xxnm 976nm 500W | Diode Lasers | Components | CW |  | Diode |  | 500000 | 750000 | 250000 | 1000000 | [15 empty] | >45 | [5 empty] | Yes | 976 | 961 | 1000 | 39 | 3 | 3 | [7 empty] | <4 | 0.34 | [18 empty] | <60 |  |  | <7.5 | [17 empty] | 24 | [20 empty] | 0.22 | [23 empty] | QBH/HighYAG |  |  | 400 | [13 empty] | 228.5 x 320 x 70.6 | [16 empty] | 250 to 400 | [18 empty] | 20 to 25 | 30 to 35 |  | 20 to 25 |  |  | >940 | [6 empty] | 0 to 55 | [22 empty] | Fiber-Coupled Modules | 400 | Multi Bar | MMF; IS11 | Components | [41 empty] | <10 | [13 empty] | >10 | [37 empty] | DILAS | http://dilas.com/assets/media/products/DILAS_MMF-IS11_400um_9xxnm.pdf | 2017-09-01
1220 | MMF-IS11 600um 1940nm, 30W | Diode Lasers | Components | CW |  | Diode |  | 30000 | 80000 | 0 | 80000 | [15 empty] | >10 | [5 empty] | Yes | 1940 | 1701 | 2500 | 799 | 20 | 20 | [7 empty] | <15 | >1.2 | [18 empty] | <45 |  |  | <8 | [17 empty] | 10 | [20 empty] | 0.22 | [23 empty] | HP-SMA 905 with Free Standing Fiber Tips |  |  | 600 | [13 empty] | 228.5 x 320 x 70.6 | [16 empty] | 250 to 400 | [18 empty] | 20 to 25 | 30 to 35 |  | 20 to 25 |  |  | >420 | [6 empty] | 0 to 55 | [22 empty] | Fiber-Coupled Modules | 600 | Multi Bar | MMF; IS9 | Components | [41 empty] | <10 | [13 empty] | >1 | [37 empty] | DILAS | http://dilas.com/assets/media/products/DILAS_MMF-IS11_600um_1940nm.pdf | 2017-09-01
1221 | MMF-IS11-NLW 975.7nm, 400W, 400um | Diode Lasers | Components | CW |  | Diode |  | 400000 | 475000 | 25000 | 500000 | [15 empty] | >40 | [5 empty] | Yes | 975.7 | 961 | 1000 | 39 | 0.6 | 0.6 | [7 empty] | <1 | 0.01 | [18 empty] | <60 |  |  | <7.5 | [17 empty] | 24 | [20 empty] | 0.22 | [23 empty] | QBH/HighYAG |  |  | 400 | [13 empty] | 228.5 x 320 x 70.6 | [34 empty] | 20 to 30 | [6 empty] | >1040 | [6 empty] | 0 to 55 | [22 empty] | Fiber-Coupled Modules | 400 | Multi Bar | MMF; IS9 | Components | VBG Narrow Linewidth | [54 empty] | >9 | [37 empty] | DILAS | http://dilas.com/assets/media/products/DILAS_MMF-IS11-NLW_975.7nm.pdf | 2017-09-01
1222 | MMF-IS11-NLW 976nm, 240W, 200um | Diode Lasers | Components | CW |  | Diode |  | 240000 | 170000 | 80000 | 250000 | [15 empty] | >35 | [5 empty] | Yes | 976 | 961 | 1000 | 39 | 0.6 | 0.6 | [7 empty] | <1 | 0.01 | [18 empty] | <55 |  |  | <7.5 | [17 empty] | 16 | [20 empty] | 0.22 | [23 empty] | QBH/HighYAG |  |  | 200 | [13 empty] | 228.5 x 320 x 70.6 | [34 empty] | 20 to 30 | [6 empty] | >640 | [6 empty] | 0 to 55 | [22 empty] | Fiber-Coupled Modules | 200 | Multi Bar | MMF; IS10 | Components | VBG Narrow Linewidth | [54 empty] | >5.6 | [37 empty] | DILAS | http://dilas.com/assets/media/products/DILAS_MMF-IS11-NLW_976nm.pdf | 2017-09-01
1223 | MMF-IS11-NLW 976nm, 300W, 400um | Diode Lasers | Components | CW |  | Diode |  | 300000 | 750000 | 250000 | 1000000 | [15 empty] | >40 | [5 empty] | Yes | 976 | 961 | 1000 | 39 | 0.6 | 0.6 | [7 empty] | <1 | 0.01 | [18 empty] | <60 |  |  | <7.5 | [17 empty] | 20 | [20 empty] | 0.22 | [23 empty] | QBH/HighYAG |  |  | 400 | [13 empty] | 228.5 x 320 x 70.6 | [34 empty] | 20 to 30 | [6 empty] | >900 | [6 empty] | 0 to 55 | [22 empty] | Fiber-Coupled Modules | 400 | Multi Bar | MMF; IS11 | Components | VBG Narrow Linewidth | [54 empty] | >6.5 | [37 empty] | DILAS | http://dilas.com/assets/media/products/DILAS_MMF-IS11-NLW_976nm.pdf | 2017-09-01
1224 | MMF-IS11-NLW 976nm, 400W, 400um | Diode Lasers | Components | CW |  | Diode |  | 400000 | 750000 | 250000 | 1000000 | [15 empty] | >40 | [5 empty] | Yes | 976 | 961 | 1000 | 39 | 0.6 | 0.6 | [7 empty] | <1 | 0.01 | [18 empty] | <60 |  |  | <7.5 | [17 empty] | 24 | [20 empty] | 0.22 | [23 empty] | QBH/HighYAG |  |  | 400 | [13 empty] | 228.5 x 320 x 70.6 | [34 empty] | 20 to 30 | [6 empty] | >1040 | [6 empty] | 0 to 55 | [22 empty] | Fiber-Coupled Modules | 400 | Multi Bar | MMF; IS11 | Components | VBG Narrow Linewidth | [54 empty] | >9 | [37 empty] | DILAS | http://dilas.com/assets/media/products/DILAS_MMF-IS11-NLW_976nm.pdf | 2017-09-01
1225 | MMF-IS11-NLW 979.5nm, 400W, 400um | Diode Lasers | Components | CW |  | Diode |  | 400000 | 750000 | 250000 | 1000000 | [15 empty] | >40 | [5 empty] | Yes | 979.5 | 961 | 1000 | 39 | 0.6 | 0.6 | [7 empty] | <1 | 0.01 | [18 empty] | <60 |  |  | <7.5 | [17 empty] | 24 | [20 empty] | 0.22 | [23 empty] | QBH/HighYAG |  |  | 400 | [13 empty] | 228.5 x 320 x 70.6 | [34 empty] | 20 to 30 | [6 empty] | >1040 | [6 empty] | 0 to 55 | [22 empty] | Fiber-Coupled Modules | 400 | Multi Bar | MMF; IS11 | Components | VBG Narrow Linewidth | [54 empty] | >9 | [37 empty] | DILAS | http://dilas.com/assets/media/products/DILAS_MMF-IS11-NLW_979.5nm.pdf | 2017-09-01
1226 | MMF-IS30.4_400um_980+1470nm (1470nm) | Diode Lasers | Components | CW |  | Diode |  | 15000 | 250000 | 0 | 250000 | [15 empty] | >18 | [5 empty] | Yes | 1470 | 1400 | 1499 | 99 | 20 | [8 empty] | 10 | 0.58 | [18 empty] | <60 |  |  | <11 | [17 empty] | 3.5 | [20 empty] | 0.22 | [23 empty] | HP-SMA 905 with Free Standing Fiber Tips |  |  | 400 | [13 empty] | 130.5 x 135 x 39 | [16 empty] | 150 to 200 | [18 empty] | 20 to 25 | 30 to 35 |  | 20 to 25 |  |  | >160 | [6 empty] | 0 to 55 | [22 empty] | Fiber-Coupled Modules | 400 |  | MMF; IS30 | Components | Dual Wavelength | [40 empty] | <10 | [13 empty] | 0.3 | [37 empty] | DILAS | http://dilas.com/assets/media/products/DILAS_MMF-IS30.4_400um_980+1470nm.pdf | 2017-09-01
1227 | MMF-IS30.4_400um_980+1470nm (980nm) | Diode Lasers | Components | CW |  | Diode |  | 50000 | 80000 | 0 | 80000 | [15 empty] | >45 | [5 empty] | Yes | 980 | 961 | 1000 | 39 | 10 | [8 empty] | 5 | 0.38 | [18 empty] | <50 |  |  | <7.5 | [17 empty] | 3.5 | [20 empty] | 0.22 | [23 empty] | HP-SMA 905 with Free Standing Fiber Tips |  |  | 400 | [13 empty] | 130.5 x 135 x 39 | [16 empty] | 150 to 200 | [18 empty] | 20 to 25 | 30 to 35 |  | 20 to 25 |  |  | >160 | [6 empty] | 0 to 55 | [22 empty] | Fiber-Coupled Modules | 400 |  | MMF; IS30 | Components | Dual Wavelength | [40 empty] | <10 | [13 empty] | 0.8 | [37 empty] | DILAS | http://dilas.com/assets/media/products/DILAS_MMF-IS30.4_400um_980+1470nm.pdf | 2017-09-01
1228 | MMF-IS30 200um 793nm 60W | Diode Lasers | Components | CW |  | Diode |  | 60000 | 55000 | 25000 | 80000 | [15 empty] | >40 | [5 empty] | Yes | 793 | 701 | 800 | 99 | 3 | 3 | [7 empty] | <4 | 0.27 | [18 empty] | <60 |  |  | <9 | [17 empty] | 4 | [20 empty] | 0.22 | [23 empty] | HP-SMA 905 with Free Standing Fiber Tips |  |  | 200 | [30 empty] | 150 to 200 | [18 empty] | 20 to 25 | 30 to 35 |  | 20 to 25 |  |  | >160 | [6 empty] | 0 to 55 | [22 empty] | Fiber-Coupled Modules | 200 | Multi Bar | MMF; IS30 | Components | [41 empty] | <10 | [13 empty] | >1.6 | [37 empty] | DILAS | http://dilas.com/assets/media/products/DILAS_MMF-IS30_200um_793nm.pdf | 2017-09-01
1229 | MMF-IS30 200um 808nm 70W | Diode Lasers | Components | CW |  | Diode |  | 70000 | 55000 | 25000 | 80000 | [15 empty] | >40 | [5 empty] | Yes | 808 | 801 | 830 | 29 | 3 | 3 | [7 empty] | <4 | 0.27 | [18 empty] | <60 |  |  | <10 | [17 empty] | 4 | [20 empty] | 0.22 | [23 empty] | HP-SMA 905 with Free Standing Fiber Tips |  |  | 200 | [30 empty] | 150 to 200 | [18 empty] | 20 to 25 | 30 to 35 |  | 20 to 25 |  |  | >160 | [6 empty] | 0 to 55 | [22 empty] | Fiber-Coupled Modules | 200 | Multi Bar | MMF; IS30 | Components | [41 empty] | <10 | [13 empty] | >1.6 | [37 empty] | DILAS | http://dilas.com/assets/media/products/DILAS_MMF-IS30_200um_808nm.pdf | 2017-09-01
1230 | DILAS MMF-IS30 200um 9xxnm 915nm | Diode Lasers | Components | CW |  | Diode |  | 80000 | 225000 | 25000 | 250000 | [15 empty] | >40 | [5 empty] | Yes | 915 | 900 | 930 | 30 | 3 | 3 | [7 empty] | <4 | 0.34 | [18 empty] | <60 |  |  | <7.5 | [17 empty] | 4 | [20 empty] | 0.22 | [23 empty] | HP-SMA 905 with Free Standing Fiber Tips |  |  | 200 | [30 empty] | 150 to 200 | [18 empty] | 20 to 25 | 30 to 35 |  | 20 to 25 |  |  | >160 | [6 empty] | 0 to 55 | [22 empty] | Fiber-Coupled Modules | 200 | Multi Bar | MMF; IS30 | Components | [41 empty] | <10 | [13 empty] | >1.6 | [37 empty] | DILAS | http://dilas.com/assets/media/products/DILAS_MMF-IS30_200um_9xxnm.pdf | 2017-09-01
1231 | MMF-IS30 200um 9xxnm 940nm | Diode Lasers | Components | CW |  | Diode |  | 80000 | 225000 | 25000 | 250000 | [15 empty] | >40 | [5 empty] | Yes | 940 | 931 | 960 | 29 | 3 | 3 | [7 empty] | <4 | 0.34 | [18 empty] | <60 |  |  | <7.5 | [17 empty] | 4 | [20 empty] | 0.22 | [23 empty] | HP-SMA 905 with Free Standing Fiber Tips |  |  | 200 | [30 empty] | 150 to 200 | [18 empty] | 20 to 25 | 30 to 35 |  | 20 to 25 |  |  | >160 | [6 empty] | 0 to 55 | [22 empty] | Fiber-Coupled Modules | 200 | Multi Bar | MMF; IS30 | Components | [41 empty] | <10 | [13 empty] | >1.6 | [37 empty] | DILAS | http://dilas.com/assets/media/products/DILAS_MMF-IS30_200um_9xxnm.pdf | 2017-09-01
1232 | MMF-IS30 200um 9xxnm 976nm | Diode Lasers | Components | CW |  | Diode |  | 80000 | 225000 | 25000 | 250000 | [15 empty] | >40 | [5 empty] | Yes | 976 | 961 | 1000 | 39 | 3 | 3 | [7 empty] | <4 | 0.34 | [18 empty] | <60 |  |  | <7.5 | [17 empty] | 4 | [20 empty] | 0.22 | [23 empty] | HP-SMA 905 with Free Standing Fiber Tips |  |  | 200 | [30 empty] | 150 to 200 | [18 empty] | 20 to 25 | 30 to 35 |  | 20 to 25 |  |  | >160 | [6 empty] | 0 to 55 | [22 empty] | Fiber-Coupled Modules | 200 | Multi Bar | MMF; IS30 | Components | [41 empty] | <10 | [13 empty] | >1.6 | [37 empty] | DILAS | http://dilas.com/assets/media/products/DILAS_MMF-IS30_200um_9xxnm.pdf | 2017-09-01
1233 | MMF-IS30 400um 1470nm | Diode Lasers | Components | CW |  | Diode |  | 30000 | 80000 | 0 | 80000 | [15 empty] | >20 | [5 empty] | Yes | 1470 | 1400 | 1499 | 99 | 20 | 20 | [7 empty] | <15 | 0.58 | [18 empty] | <60 |  |  | <11 | [17 empty] | 3 | [20 empty] | 0.22 | [23 empty] | HP-SMA 905 with Free Standing Fiber Tips |  |  | 400 | [30 empty] | 150 to 200 | [18 empty] | 20 to 25 | 30 to 35 |  | 20 to 25 |  |  | >150 | [6 empty] | 0 to 55 | [22 empty] | Fiber-Coupled Modules | 400 | Multi Bar | MMF; IS9 | Components | [41 empty] | <10 | [13 empty] | >0.7 | [37 empty] | DILAS | http://dilas.com/assets/media/products/DILAS_MMF-IS30_400um_1470nm.pdf | 2017-09-01
1234 | MMF-IS30 400um 1550nm | Diode Lasers | Components | CW |  | Diode |  | 30000 | 80000 | 0 | 80000 | [15 empty] | >20 | [5 empty] | Yes | 1550 | 1500 | 1700 | 200 | 20 | 20 | [7 empty] | <15 | 0.62 | [18 empty] | <60 |  |  | <11 | [17 empty] | 3 | [20 empty] | 0.22 | [23 empty] | HP-SMA 905 with Free Standing Fiber Tips |  |  | 400 | [30 empty] | 150 to 200 | [18 empty] | 20 to 25 | 30 to 35 |  | 20 to 25 |  |  | >150 | [6 empty] | 0 to 55 | [22 empty] | Fiber-Coupled Modules | 400 | Multi Bar | MMF; IS10 | Components | [41 empty] | <10 | [13 empty] | >0.7 | [37 empty] | DILAS | http://dilas.com/assets/media/products/DILAS_MMF-IS30_400um_1550nm.pdf | 2017-09-01
1235 | MMF-IS30 400um 793nm | Diode Lasers | Components | CW |  | Diode |  | 80000 | 225000 | 25000 | 250000 | [15 empty] | >40 | [5 empty] | Yes | 793 | 701 | 800 | 99 | 3 | 3 | [7 empty] | <4 | 0.27 | [18 empty] | <60 |  |  | <11 | [17 empty] | 4 | [20 empty] | 0.22 | [23 empty] | HP-SMA 905 with Free Standing Fiber Tips |  |  | 400 | [30 empty] | 150 to 200 | [18 empty] | 20 to 25 | 30 to 35 |  | 20 to 25 |  |  | >160 | [6 empty] | 0 to 55 | [22 empty] | Fiber-Coupled Modules | 400 | Multi Bar | MMF; IS30 | Components | [41 empty] | <10 | [13 empty] | >1.6 | [37 empty] | DILAS | http://dilas.com/assets/media/products/DILAS_MMF-IS30_400um_793nm.pdf | 2017-09-01
1236 | MMF-IS30 400um 808nm | Diode Lasers | Components | CW |  | Diode |  | 100000 | 225000 | 25000 | 250000 | [15 empty] | >40 | [5 empty] | Yes | 808 | 801 | 830 | 29 | 3 | 3 | [7 empty] | <4 | 0.27 | [18 empty] | <65 |  |  | <11 | [17 empty] | 4 | [20 empty] | 0.22 | [23 empty] | HP-SMA 905 with Free Standing Fiber Tips |  |  | 400 | [30 empty] | 150 to 200 | [18 empty] | 20 to 25 | 30 to 35 |  | 20 to 25 |  |  | >160 | [6 empty] | 0 to 55 | [22 empty] | Fiber-Coupled Modules | 400 | Multi Bar | MMF; IS30 | Components | [41 empty] | <10 | [13 empty] | >1.6 | [37 empty] | DILAS | http://dilas.com/assets/media/products/DILAS_MMF-IS30_400um_808nm.pdf | 2017-09-01
1237 | MMF-IS30 400um 880nm | Diode Lasers | Components | CW |  | Diode |  | 100000 | 225000 | 25000 | 250000 | [15 empty] | >40 | [5 empty] | Yes | 880 | 861 | 899 | 38 | 3 | 3 | [7 empty] | <5 | 0.31 | [18 empty] | <65 |  |  | <14 | [17 empty] | 4 | [20 empty] | 0.22 | [23 empty] | HP-SMA 905 with Free Standing Fiber Tips |  |  | 400 | [30 empty] | 150 to 200 | [18 empty] | 20 to 25 | 30 to 35 |  | 20 to 25 |  |  | >160 | [6 empty] | 0 to 55 | [22 empty] | Fiber-Coupled Modules | 400 | Multi Bar | MMF; IS30 | Components | [41 empty] | <10 | [13 empty] | >1.5 | [37 empty] | DILAS | http://dilas.com/assets/media/products/DILAS_MMF-IS30_400um_880nm.pdf | 2017-09-01
1238 | MMF-IS30 400um 9xxnm 915nm | Diode Lasers | Components | CW |  | Diode |  | 100000 | 225000 | 25000 | 250000 | [15 empty] | >40 | [5 empty] | Yes | 915 | 900 | 930 | 30 | 3 | 3 | [7 empty] | <4 | 0.34 | [18 empty] | <70 |  |  | <7.5 | [17 empty] | 4 | [20 empty] | 0.22 | [23 empty] | HP-SMA 905 with Free Standing Fiber Tips |  |  | 400 | [30 empty] | 150 to 200 | [18 empty] | 20 to 25 | 30 to 35 |  | 20 to 25 |  |  | >180 | [6 empty] | 0 to 55 | [22 empty] | Fiber-Coupled Modules | 400 | Multi Bar | MMF; IS30 | Components | [41 empty] | <10 | [13 empty] | >1.5 | [37 empty] | DILAS | http://dilas.com/assets/media/products/DILAS_MMF-IS30_400um_9xxnm.pdf | 2017-09-01
1239 | MMF-IS30 400um 9xxnm 940nm | Diode Lasers | Components | CW |  | Diode |  | 100000 | 225000 | 25000 | 250000 | [15 empty] | >40 | [5 empty] | Yes | 940 | 931 | 960 | 29 | 3 | 3 | [7 empty] | <4 | 0.34 | [18 empty] | <70 |  |  | <7.5 | [17 empty] | 4 | [20 empty] | 0.22 | [23 empty] | HP-SMA 905 with Free Standing Fiber Tips |  |  | 400 | [30 empty] | 150 to 200 | [18 empty] | 20 to 25 | 30 to 35 |  | 20 to 25 |  |  | >180 | [6 empty] | 0 to 55 | [22 empty] | Fiber-Coupled Modules | 400 | Multi Bar | MMF; IS30 | Components | [41 empty] | <10 | [13 empty] | >1.5 | [37 empty] | DILAS | http://dilas.com/assets/media/products/DILAS_MMF-IS30_400um_9xxnm.pdf | 2017-09-01
1240 | MMF-IS30 400um 9xxnm 976nm | Diode Lasers | Components | CW |  | Diode |  | 100000 | 225000 | 25000 | 250000 | [15 empty] | >40 | [5 empty] | Yes | 976 | 961 | 1000 | 39 | 3 | 3 | [7 empty] | <4 | 0.34 | [18 empty] | <70 |  |  | <7.5 | [17 empty] | 4 | [20 empty] | 0.22 | [23 empty] | HP-SMA 905 with Free Standing Fiber Tips |  |  | 400 | [30 empty] | 150 to 200 | [18 empty] | 20 to 25 | 30 to 35 |  | 20 to 25 |  |  | >180 | [6 empty] | 0 to 55 | [22 empty] | Fiber-Coupled Modules | 400 | Multi Bar | MMF; IS30 | Components | [41 empty] | <10 | [13 empty] | >1.5 | [37 empty] | DILAS | http://dilas.com/assets/media/products/DILAS_MMF-IS30_400um_9xxnm.pdf | 2017-09-01
1241 | DILAS MMF-IS30-NLW 790nm | Diode Lasers | Components | CW |  | Diode |  | 50000 | 55000 | 25000 | 80000 | [15 empty] | >30 | [5 empty] | Yes | 790 | 701 | 800 | 99 | 0.6 | 0.6 | [7 empty] | <1 | 0.01 | [18 empty] | <55 |  |  | <9 | [17 empty] | 4 | [20 empty] | 0.22 | [23 empty] | HP-SMA 905 with Free Standing Fiber Tips |  |  | 200 | [48 empty] | 20 to 30 | [6 empty] | >170 | [6 empty] | 0 to 55 | [22 empty] | Fiber-Coupled Modules | 200 | Multi Bar | MMF; IS30 | Components | VBG Narrow Linewidth | [54 empty] | >1.4 | [37 empty] | DILAS | http://dilas.com/assets/media/products/DILAS_MMF-IS30-NLW_790nm.pdf | 2017-09-01
1242 | MMF-IS43_976nm-300W | Diode Lasers | Components | CW |  | Diode |  | 300000 | 750000 | 250000 | 1000000 | [15 empty] | >45 | [5 empty] | Yes | 976 | 900 | 1000 | 100 | 2 | 2 | [7 empty] | <6 | 0.38 | [18 empty] | <32 |  |  | <3.5 | [17 empty] | 25 | [20 empty] | 0.22 | [23 empty] | QBH |  |  | 200 | [13 empty] | 205.4 x 195 x 47 | [6 empty] | 4.4 | [9 empty] | 300 | Tap Water | 20 to 25 | [15 empty] | 20 to 25 | [13 empty] | 5 to 60 | [22 empty] | Fiber-Coupled Modules | 200 |  | T-Bar; IS43 | Components | [55 empty] | >11 | [37 empty] | DILAS | http://dilas.com/assets/media/products/DILAS_MMF-IS43_976nm-300W.pdf | 2017-09-01
1243 | MMF-IS9 200-400um 9xxnm (940nm) | Diode Lasers | Components | CW |  | Diode |  | 120000 | 170000 | 80000 | 250000 | [15 empty] | >40 | [5 empty] | Yes | 940 | 931 | 960 | 29 | 3 | 3 | [7 empty] | <4 | 0.38 | [18 empty] | <60 |  |  | <7.5 | [17 empty] | 6 | [20 empty] | 0.22 | [23 empty] | HP-SMA 905 with Free Standing Fiber Tips |  |  | 200/400 | [13 empty] | 215.45 x 128.5 x 54.5 | [16 empty] | 200 to 300 | [18 empty] | 20 to 25 | 30 to 35 |  |  |  |  | >240 | [6 empty] | 0 to 55 | [22 empty] | Fiber-Coupled Modules | 200/400 | Multi Bar | MMF; IS9 | Components | [41 empty] | <10 | [13 empty] | >2.5/>2.2 | [37 empty] | DILAS | http://dilas.com/assets/media/products/DILAS_MMF-IS9_200-400um_9xxnm.pdf | 2017-09-01
1244 | MMF-IS9 200-400um 9xxnm (976nm) | Diode Lasers | Components | CW |  | Diode |  | 120000 | 170000 | 80000 | 250000 | [15 empty] | >40 | [5 empty] | Yes | 976 | 961 | 1000 | 39 | 3 | 3 | [7 empty] | <4 | 0.38 | [18 empty] | <60 |  |  | <7.5 | [17 empty] | 6 | [20 empty] | 0.22 | [23 empty] | HP-SMA 905 with Free Standing Fiber Tips |  |  | 200/400 | [13 empty] | 215.45 x 128.5 x 54.5 | [16 empty] | 200 to 300 | [18 empty] | 20 to 25 | 30 to 35 |  |  |  |  | >240 | [6 empty] | 0 to 55 | [22 empty] | Fiber-Coupled Modules | 200/400 | Multi Bar | MMF; IS9 | Components | [41 empty] | <10 | [13 empty] | >2.5/>2.2 | [37 empty] | DILAS | http://dilas.com/assets/media/products/DILAS_MMF-IS9_200-400um_9xxnm.pdf | 2017-09-01
1245 | MMF-IS9 400um 9xxnm 915nm | Diode Lasers | Components | CW |  | Diode |  | 120000 | 170000 | 80000 | 250000 | [15 empty] | >40 | [5 empty] | Yes | 915 | 900 | 930 | 30 | 3 | 3 | [7 empty] | <$ | 0.38 | [18 empty] | <60 |  |  | <7.5 | [17 empty] | 6 | [20 empty] | 0.22 | [23 empty] | HP-SMA 905 with Free Standing Fiber Tips |  |  | 200/400 | [13 empty] | 215.45 x 128.5 x 54.5 | [16 empty] | 200 to 300 | [18 empty] | 20 to 25 | 30 to 35 |  |  |  |  | >240 | [6 empty] | 0 to 55 | [22 empty] | Fiber-Coupled Modules | 200/400 | Multi Bar | MMF; IS9 | Components | [41 empty] | <10 | [13 empty] | >2.5/>2.2 | [37 empty] | DILAS | http://dilas.com/assets/media/products/DILAS_MMF-IS9_200-400um_9xxnm.pdf | 2017-09-01
1246 | MMF-IS9 200um 793nm | Diode Lasers | Components | CW |  | Diode |  | 100000 | 170000 | 80000 | 250000 | [15 empty] | >35 | [5 empty] | Yes | 793 | 701 | 800 | 99 | 3 | 3 | [7 empty] | <4 | 0.27 | [18 empty] | <60 |  |  | <9 | [17 empty] | 6 | [20 empty] | 0.22 | [23 empty] | HP-SMA 905 with Free Standing Fiber Tips |  |  | 200 | [13 empty] | 215.45 x 128.5 x 54.5 | [16 empty] | 200 to 300 | [18 empty] | 20 to 25 | 30 to 35 |  | 20 to 25 |  |  | >260 | [6 empty] | 0 to 55 | [22 empty] | Fiber-Coupled Modules | 200 | Multi Bar | MMF; IS9 | Components | [41 empty] | <10 | [13 empty] | >2.5 | [37 empty] | DILAS | http://dilas.com/assets/media/products/DILAS_MMF-IS9_200um_793nm.pdf | 2017-09-01
1247 | MMF-IS9 200um 808nm | Diode Lasers | Components | CW |  | Diode |  | 100000 | 170000 | 80000 | 250000 | [15 empty] | >35 | [5 empty] | Yes | 808 | 801 | 830 | 29 | 3 | 3 | [7 empty] | <4 | 0.27 | [18 empty] | <60 |  |  | <9 | [17 empty] | 6 | [20 empty] | 0.22 | [23 empty] | HP-SMA 905 with Free Standing Fiber Tips |  |  | 200 | [13 empty] | 215.45 x 128.5 x 54.5 | [16 empty] | 200 to 300 | [18 empty] | 20 to 25 | 30 to 35 |  | 20 to 25 |  |  | >260 | [6 empty] | 0 to 55 | [22 empty] | Fiber-Coupled Modules | 200 | Multi Bar | MMF; IS9 | Components | [41 empty] | <10 | [13 empty] | >2.5 | [37 empty] | DILAS | http://dilas.com/assets/media/products/DILAS_MMF-IS9_200um_808nm.pdf | 2017-09-01
1248 | MMF-IS9 400um 1210nm | Diode Lasers | Components | CW |  | Diode |  | 40000 | 80000 | 0 | 80000 | [15 empty] | >20 | [5 empty] | Yes | 1210 | 1101 | 1399 | 298 | 25 | 25 | [7 empty] | <10 | 0.4 | [18 empty] | <50 |  |  | <11 | [17 empty] | 4 | [20 empty] | 0.22 | [23 empty] | HP-SMA 905 with Free Standing Fiber Tips |  |  | 400 | [13 empty] | 215.45 x 128.5 x 54.5 | [16 empty] | 200 to 300 | [18 empty] | 20 to 25 | 30 to 35 |  | 20 to 25 |  |  | >160 | [6 empty] | 0 to 55 | [22 empty] | Fiber-Coupled Modules | 400 | Multi Bar | MMF; IS9 | Components | [41 empty] | <10 | [13 empty] | >0.9 | [37 empty] | DILAS | http://dilas.com/assets/media/products/DILAS_MMF-IS9_400um_1210nm.pdf | 2017-09-01
1249 | MMF-IS9 400um 1470nm | Diode Lasers | Components | CW |  | Diode |  | 40000 | 55000 | 25000 | 80000 | [15 empty] | >20 | [5 empty] | Yes | 1470 | 1400 | 1499 | 99 | 20 | 20 | [7 empty] | <12 | 0.58 | [18 empty] | <60 |  |  | <11 | [17 empty] | 3 | [20 empty] | 0.22 | [23 empty] | HP-SMA 905 with Free Standing Fiber Tips |  |  | 400 | [13 empty] | 215.45 x 128.5 x 54.5 | [16 empty] | 200 to 300 | [18 empty] | 20 to 25 | 30 to 35 |  | 20 to 25 |  |  | >200 | [6 empty] | 0 to 55 | [22 empty] | Fiber-Coupled Modules | 400 | Multi Bar | MMF; IS9 | Components | [41 empty] | <10 | [13 empty] | >1 | [37 empty] | DILAS | http://dilas.com/assets/media/products/DILAS_MMF-IS30_400um_1470nm.pdf | 2017-09-01
1250 | MMF-IS9 400um 793nm | Diode Lasers | Components | CW |  | Diode |  | 110000 | 170000 | 80000 | 250000 | [15 empty] | >40 | [5 empty] | Yes | 793 | 701 | 800 | 99 | 3 | 3 | [7 empty] | <4 | 0.27 | [18 empty] | <60 |  |  | <11 | [17 empty] | 6 | [20 empty] | 0.22 | [23 empty] | HP-SMA 905 with Free Standing Fiber Tips |  |  | 400 | [30 empty] | 200 to 300 | [18 empty] | 20 to 25 | 30 to 35 |  | 20 to 25 |  |  | >250 | [6 empty] | 0 to 55 | [22 empty] | Fiber-Coupled Modules | 400 | Multi Bar | MMF; IS9 | Components | [41 empty] | <10 | [13 empty] | >2.5 | [37 empty] | DILAS | http://dilas.com/assets/media/products/DILAS_MMF-IS9_400um_793nm.pdf | 2017-09-01
1251 | MMF-IS9 400um 808nm | Diode Lasers | Components | CW |  | Diode |  | 120000 | 170000 | 80000 | 250000 | [15 empty] | >40 | [5 empty] | Yes | 808 | 801 | 830 | 29 | 3 | 3 | [7 empty] | <4 | 0.27 | [18 empty] | <60 |  |  | <11 | [17 empty] | 6 | [20 empty] | 0.22 | [23 empty] | HP-SMA 905 with Free Standing Fiber Tips |  |  | 400 | [13 empty] | 215.45 x 128.5 x 54.5 | [16 empty] | 200 to 300 | [18 empty] | 20 to 25 | 30 to 35 |  | 20 to 25 |  |  | >240 | [6 empty] | 0 to 55 | [22 empty] | Fiber-Coupled Modules | 400 | Multi Bar | MMF; IS9 | Components | [41 empty] | <10 | [13 empty] | >2.5 | [37 empty] | DILAS | http://dilas.com/assets/media/products/DILAS_MMF-IS9_400um_808nm.pdf | 2017-09-01
1252 | MMF-IS9 400um 880nm | Diode Lasers | Components | CW |  | Diode |  | 120000 | 170000 | 80000 | 250000 | [15 empty] | >40 | [5 empty] | Yes | 880 | 861 | 899 | 38 | 3 | 3 | [7 empty] | <5 | 0.31 | [18 empty] | <60 |  |  | <14 | [17 empty] | 6 | [20 empty] | 0.22 | [23 empty] | HP-SMA 905 with Free Standing Fiber Tips |  |  | 400 | [13 empty] | 215.45 x 128.5 x 54.5 | [16 empty] | 200 to 300 | [18 empty] | 20 to 25 | 30 to 35 |  | 20 to 25 |  |  | >240 | [6 empty] | 0 to 55 | [22 empty] | Fiber-Coupled Modules | 400 | Multi Bar | MMF; IS9 | Components | [41 empty] | <10 | [13 empty] | >2.2 | [37 empty] | DILAS | http://dilas.com/assets/media/products/DILAS_MMF-IS9_400um_880nm.pdf | 2017-09-01
1253 | MMF-IS9 600um 1940nm, 12W | Diode Lasers | Components | CW |  | Diode |  | 12000 | 35000 | 0 | 35000 | [15 empty] | >14 | [5 empty] | Yes | 1940 | 1701 | 2500 | 799 | 20 | 20 | [7 empty] | <15 | >1.2 | [18 empty] | <45 |  |  | <8 | [17 empty] | 3 | [20 empty] | 0.22 | [23 empty] | HP-SMA 905 with Free Standing Fiber Tips |  |  | 600 | [13 empty] | 215.45 x 128.5 x 54.5 | [16 empty] | 200 to 300 | [18 empty] | 20 to 25 | 30 to 35 |  | 20 to 25 |  |  | >130 | [6 empty] | 0 to 55 | [22 empty] | Fiber-Coupled Modules | 600 | Multi Bar | MMF; IS10 | Components | [41 empty] | <10 | [13 empty] | >0.3 | [37 empty] | DILAS | http://dilas.com/assets/media/products/DILAS_MMF-IS9_600um_1940nm.pdf | 2017-09-01
1254 | MMF-IS9 600um 1940nm, 18W | Diode Lasers | Components | CW |  | Diode |  | 18000 | 35000 | 0 | 35000 | [15 empty] | >14 | [5 empty] | Yes | 1940 | 1701 | 2500 | 799 | 20 | 20 | [7 empty] | <15 | >1.2 | [18 empty] | <45 |  |  | <8 | [17 empty] | 4 | [20 empty] | 0.22 | [23 empty] | HP-SMA 905 with Free Standing Fiber Tips |  |  | 600 | [13 empty] | 215.45 x 128.5 x 54.5 | [16 empty] | 200 to 300 | [18 empty] | 20 to 25 | 30 to 35 |  | 20 to 25 |  |  | >170 | [6 empty] | 0 to 55 | [22 empty] | Fiber-Coupled Modules | 600 | Multi Bar | MMF; IS9 | Components | [41 empty] | <10 | [13 empty] | >0.5 | [37 empty] | DILAS | http://dilas.com/assets/media/products/DILAS_MMF-IS9_600um_1940nm.pdf | 2017-09-01
1255 | MMF-1kW | Diode Lasers | Components | CW |  | Diode |  | 1000000 | [18 empty] | 35 | [5 empty] | Yes | 976 |  |  |  | 3 | 3 | [7 empty] | 5 | 0.38 | [18 empty] | <75 |  |  | <8 | [17 empty] | <48 | [20 empty] | 0.2/0.12 | [23 empty] | QBH or LLK-HP (Q5) / QBH or LLK-HP (Q5) |  |  | 400/800 | [30 empty] | 500 | [17 empty] | 20 to 25 |  |  |  | 20 to 25 |  | 10 / deionized | 2500 | [6 empty] | 0 to 55 | [22 empty] | Fiber-Coupled Modules |  | Multi Bar | MMF; 1kW | Components | [55 empty] | 16 | [37 empty] | DILAS | http://dilas.com/assets/media/products/DILAS_MMF-1kW.pdf | 2017-10-13
1256 | DILAS MMF-IS9-NLW 794.7nm | Diode Lasers | Components | CW |  | Diode |  | 80000 | 225000 | 25000 | 250000 | [15 empty] | >30 | [5 empty] | Yes | 794.7 | 701 | 800 | 99 | 0.6 | 0.6 | [7 empty] | <1 | 0.01 | [18 empty] | <50 |  |  | <11 | [17 empty] | 6 | [20 empty] | 0.22 | [23 empty] | HP-SMA 905 with Free Standing Fiber Tips |  |  | 400 | [13 empty] | 215.45 x 128.5 x 54.5 | [34 empty] | 20 to 30 | [6 empty] | >220 | [6 empty] | 0 to 55 | [22 empty] | Fiber-Coupled Modules | 400 | Multi Bar | MMF; IS9 | Components | VBG Narrow Linewidth | [54 empty] | >2.3 | [37 empty] | DILAS | http://dilas.com/assets/media/products/DILAS_MMF-IS9-NLW_794_7nm.pdf | 2017-09-01
1257 | DILAS MMF-IS9-NLW 808nm | Diode Lasers | Components | CW |  | Diode |  | 100000 | 225000 | 25000 | 250000 | [15 empty] | >30 | [5 empty] | Yes | 808 | 801 | 830 | 29 | 0.6 | 0.6 | [7 empty] | <1 | 0.01 | [18 empty] | <60 |  |  | <11 | [17 empty] | 6 | [20 empty] | 0.22 | [23 empty] | HP-SMA 905 with Free Standing Fiber Tips |  |  | 400 | [13 empty] | 215.45 x 128.5 x 54.5 | [34 empty] | 20 to 30 | [6 empty] | >260 | [6 empty] | 0 to 55 | [22 empty] | Fiber-Coupled Modules | 400 | Multi Bar | MMF; IS9 | Components | VBG Narrow Linewidth | [54 empty] | >2.3 | [37 empty] | DILAS | http://dilas.com/assets/media/products/DILAS_MMF-IS9-NLW_808nm.pdf | 2017-09-01
1258 | MMF-IS9-NLW 976nm, 100W, 400um | Diode Lasers | Components | CW |  | Diode |  | 100000 | 225000 | 25000 | 250000 | [15 empty] | >40 | [5 empty] | Yes | 976 | 961 | 1000 | 39 | 0.6 | 0.6 | [7 empty] | <1 | 0.01 | [18 empty] | <60 |  |  | <11 | [17 empty] | 6 | [20 empty] | 0.22 | [23 empty] | HP-SMA 905 with Free Standing Fiber Tips |  |  | 400 | [13 empty] | 215.45 x 128.5 x 54.5 | [34 empty] | 20 to 30 | [6 empty] | >260 | [6 empty] | 0 to 55 | [22 empty] | Fiber-Coupled Modules | 400 | Multi Bar | MMF; IS9 | Components | VBG Narrow Linewidth | [54 empty] | >2.3 | [37 empty] | DILAS | http://dilas.com/assets/media/products/DILAS_MMF-IS9-NLW_976nm.pdf | 2017-09-01
1259 | SB | Diode Lasers | Components |  |  | Diode |  |  | 500000 | 0 | 500000 | [21 empty] | Yes | Near IR - IR | 801 | 1700 | 899 | <=20 | <=20 | [48 empty] | <=2.2 | [133 empty] | Single Bars |  | Single Bar | M3, M8, M10, MN-MY | Components | [93 empty] | DILAS |  | 2017-11-02
1260 | SB 1064nm | Diode Lasers | Components | CW |  | Diode |  | 40000 | 80000 | 0 | 80000 | [15 empty] | >60 | [5 empty] | Yes | 1064 | 1001 | 1100 | 99 | 10 | 10 | [7 empty] | <5.5 | 0.4 | [18 empty] | <45 |  |  | <5 | [17 empty] | 1.5 | [99 empty] | 20 to 30 | [7 empty] | >80 |  |  |  | 0 to 55 | [21 empty] | Single Bars |  | Single Bar | M3, M8, M10, MN-MY | Components | [23 empty] | 19 | 130 |  | <55 |  |  |  | 26 | [24 empty] | >1 |  | <8 | [35 empty] | DILAS | http://dilas.com/assets/media/products/DILAS_SB_1064nm.pdf | 2017-09-01
1261 | SB 1210nm | Diode Lasers | Components | CW |  | Diode |  | 30000 | 80000 | 0 | 80000 | [15 empty] | >37 | [5 empty] | Yes | 1210 | 1101 | 1260 | 159 | 25 | 25 | [7 empty] | <10 | 0.4 | [18 empty] | <65 |  |  | <10 | [17 empty] | 1.35 | [99 empty] | 20 to 30 | [7 empty] | >80 |  |  |  | 0 to 55 | [21 empty] | Single Bars |  | Single Bar | M3, M8, M10, MN-MY | Components | [23 empty] | 19 | 130 |  | <80 |  |  |  | 26 | [24 empty] | >0.53 |  | <7.5 | [35 empty] | DILAS | http://dilas.com/assets/media/products/DILAS_SB_1210nm.pdf | 2017-09-01
1262 | SB 1310nm | Diode Lasers | Components | CW |  | Diode |  | 25000 | 80000 | 0 | 80000 | [15 empty] | >33 | [5 empty] | Yes | 1310 | 1261 | 1399 | 138 | 20 | 20 | [7 empty] | <10 | 0.44 | [18 empty] | <62 |  |  | <8 | [17 empty] | 1.3 | [99 empty] | 20 to 30 | [7 empty] | >80 |  |  |  | 0 to 55 | [21 empty] | Single Bars |  | Single Bar | M3, M8, M10, MN-MY | Components | [23 empty] | 19 | 130 |  | <95 |  |  |  | 26 | [24 empty] | >0.45 |  | <20 | [35 empty] | DILAS | http://dilas.com/assets/media/products/DILAS_SB_1310nm.pdf | 2017-09-01
1263 | DILAS SB 1470nm | Diode Lasers | Components | CW |  | Diode |  | 20000 | 35000 | 0 | 35000 | [15 empty] | >28 | [5 empty] | Yes | 1470 | 1400 | 1499 | 99 | 20 | 20 | [7 empty] | <12 | 0.58 | [18 empty] | <60 |  |  | <11 | [17 empty] | 1.4 | [99 empty] | 20 to 30 | [7 empty] | >80 |  |  |  | 0 to 55 | [21 empty] | Single Bars |  | Single Bar | M3, M8, M10, MN-MY | Components | [23 empty] | 20 | 100 |  | <60 |  |  |  | 20 | [24 empty] | >0.46 |  | <8 | [35 empty] | DILAS | http://dilas.com/assets/media/products/DILAS_SB_1470nm.pdf | 2017-09-01
1264 | SB 1470nm 80W | Diode Lasers | Components | QCW |  | Diode |  | 80000 | 225000 | 25000 | 250000 | [15 empty] | >24 | [5 empty] | Yes | 1470 | 1400 | 1499 | 99 | 20 | 20 | [7 empty] | <14 | 0.58 | [18 empty] | <160 |  |  | <13 | [17 empty] | 2 | [99 empty] | 20 to 30 | [7 empty] | >20 |  |  |  | 0 to 55 | [21 empty] | Single Bars |  | Single Bar | M3, M8, M10, MN-MY | Components | [23 empty] | 20 | 100 |  | <60 |  |  |  | 20 | [24 empty] | 0.5 |  | <8 | [35 empty] | DILAS | http://dilas.com/assets/media/products/DILAS_SB_1470nm.pdf | 2017-09-01
1265 | SB 1550nm 20W | Diode Lasers | Components | CW |  | Diode |  | 20000 | 35000 | 0 | 35000 | [15 empty] | >24 | [5 empty] | Yes | 1550 | 1500 | 1700 | 200 | 20 | 20 | [7 empty] | <12 | 0.62 | [18 empty] | <65 |  |  | <11 | [17 empty] | 1.4 | [99 empty] | 20 to 30 | [7 empty] | >80 |  |  |  | 0 to 55 | [21 empty] | Single Bars |  | Single Bar | M3, M8, M10, MN-MY | Components | [23 empty] | 20 | 100 |  | 25 |  |  |  | 20 | [24 empty] | 0.38 |  | 8 | [35 empty] | DILAS | http://dilas.com/assets/media/products/DILAS_SB_1550nm.pdf | 2017-09-01
1266 | SB 1550nm 70W | Diode Lasers | Components | QCW |  | Diode |  | 70000 | 225000 | 25000 | 250000 | [15 empty] | >21 | [5 empty] | Yes | 1550 | 1500 | 1700 | 200 | 20 | 20 | [7 empty] | <18 | 0.62 | [18 empty] | <165 |  |  | <12 | [17 empty] | 2.1 | [99 empty] | 20 to 30 | [7 empty] | >20 |  |  |  | 0 to 55 | [21 empty] | Single Bars |  | Single Bar | M3, M8, M10, MN-MY | Components | [23 empty] | 20 | 100 |  | 25 |  |  |  | 20 | [24 empty] | 0.4 |  | 8 | [35 empty] | DILAS | http://dilas.com/assets/media/products/DILAS_SB_1550nm.pdf | 2017-09-01
1267 | SB 1940nm | Diode Lasers | Components | CW |  | Diode |  | 10000 | 35000 | 0 | 35000 | [15 empty] | >20 | [5 empty] | Yes | 1940 | 1701 | 2500 | 799 | 20 | 20 | [7 empty] | <15 | 1.2 | [18 empty] | <46 |  |  | <6 | [17 empty] | 1.2 | [99 empty] | 20 to 30 | [7 empty] | >70 |  |  |  | 0 to 55 | [21 empty] | Single Bars |  | Single Bar | M3, M8, M10, MN-MY | Components | [23 empty] | 19 | 100 |  | 44 |  |  |  | 20 | [24 empty] | >0.28 |  | 9 | [35 empty] | DILAS | http://dilas.com/assets/media/products/DILAS_SB_1940nm.pdf | 2017-09-01
1268 | SB 638nm | Diode Lasers | Components | CW |  | Diode |  | 8000 | 35000 | 0 | 35000 | [15 empty] | >25 | [5 empty] | Yes | 638 | 638 | 630 | -8 | 3 | 3 | [7 empty] | <2 | 0.16 | [18 empty] | <14 |  |  | <4.5 | [17 empty] | 2.2 | [99 empty] | 20 to 25 | [7 empty] | 30 |  |  |  | 0 to 55 | [21 empty] | Single Bars |  | Single Bar | M3, M8, M10, MN-MY | Components | [23 empty] | 20 | 40 |  | <90 |  |  |  | 20 | [24 empty] | >0.80 |  | <10 | [35 empty] | DILAS | http://dilas.com/assets/media/products/DILAS_SB_638nm.pdf | 2017-09-01
1269 | SB 675nm | Diode Lasers | Components | CW |  | Diode |  | 20000 | 35000 | 0 | 35000 | [15 empty] | >35 | [5 empty] | Yes | 675 | 651 | 700 | 49 | 5 | 5 | [7 empty] | <2 | 0.16 | [18 empty] | <30 |  |  | <12 | [17 empty] | 2.2 | [99 empty] | 20 to 25 | [7 empty] | 60 |  |  |  | 0 to 55 | [21 empty] | Single Bars |  | Single Bar | M3, M8, M10, MN-MY | Components | [23 empty] | 19 | 100 |  | <65 |  |  |  | 20 | [24 empty] | >1.20 |  | <10 | [35 empty] | DILAS | http://dilas.com/assets/media/products/DILAS_SB_675nm.pdf | 2017-09-01
1270 | SB 79xnm | Diode Lasers | Components | CW |  | Diode |  | 50000 | 80000 | 0 | 80000 | [15 empty] | >52 | [5 empty] | Yes | 795 | 701 | 800 | 99 | 3 | 3 | [7 empty] | <3.5 | 0.27 | [18 empty] | <60 |  |  | <11 | [17 empty] | 1.8 | [99 empty] | 20 to 30 | [7 empty] | >70 |  |  |  | 0 to 55 | [21 empty] | Single Bars |  | Single Bar | M3, M8, M10, MN-MY | Components | [23 empty] | 19 | 100 |  | <63 |  |  |  | 20 | [24 empty] | >1.10 |  | <8 | [35 empty] | DILAS | http://dilas.com/assets/media/products/DILAS_SB_79xnm.pdf | 2017-09-01
1271 | SB 79xnm | Diode Lasers | Components | CW |  | Diode |  | 50000 | 80000 | 0 | 80000 | [15 empty] | >50 | [5 empty] | Yes | 795 | 701 | 800 | 99 | 3 | 3 | [7 empty] | <3.5 | 0.27 | [18 empty] | <60 |  |  | <13 | [17 empty] | 1.8 | [99 empty] | 20 to 30 | [7 empty] | >70 |  |  |  | 0 to 55 | [49 empty] | 19 | 150 |  | <63 |  |  |  | 30 | [24 empty] | >1.10 |  | <8
1272 | SB 808nm 150W | Diode Lasers | Components | QCW |  | Diode |  | 150000 | 170000 | 80000 | 250000 | [15 empty] | >57 | [5 empty] | Yes | 808 | 801 | 830 | 29 | 3 | 3 | [7 empty] | <5 | 0.27 | [18 empty] | <150 |  |  | <20 | [17 empty] | 1.9 | [99 empty] | 20 to 30 | [7 empty] | >20 |  |  |  | 0 to 55 | [21 empty] | Single Bars |  | Single Bar | M3, M8, M10, MN-MY | Components | [23 empty] | 47 | 100 |  | <65 |  |  |  | 50 | [24 empty] | >1.20 |  | <9 | [35 empty] | DILAS | http://dilas.com/assets/media/products/DILAS_SB_808nm.pdf | 2017-09-01
1273 | SB 808nm 200W | Diode Lasers | Components | QCW |  | Diode |  | 200000 | 170000 | 80000 | 250000 | [15 empty] | >53 | [5 empty] | Yes | 808 | 801 | 830 | 29 | 3 | 3 | [7 empty] | <5 | 0.27 | [18 empty] | <190 |  |  | <28 | [17 empty] | 2 | [99 empty] | 20 to 30 | [7 empty] | >20 |  |  |  | 0 to 55 | [21 empty] | Single Bars |  | Single Bar | M3, M8, M10, MN-MY | Components | [23 empty] | 62 | 100 |  | <65 |  |  |  | 75 | [24 empty] | >1.18 |  | <12 | [35 empty] | DILAS | http://dilas.com/assets/media/products/DILAS_SB_808nm.pdf | 2017-09-01
1274 | SB 808nm 280W | Diode Lasers | Components | QCW |  | Diode |  | 280000 | 170000 | 80000 | 250000 | [15 empty] | >60 | [5 empty] | Yes | 808 | 801 | 830 | 29 | 3 | 3 | [7 empty] | <5 | 0.27 | [18 empty] | <250 |  |  | <30 | [17 empty] | 2 | [99 empty] | 20 to 30 | [7 empty] | >20 |  |  |  | 0 to 55 | [21 empty] | Single Bars |  | Single Bar | M3, M8, M10, MN-MY | Components | [23 empty] | 40 | 200 |  | <65 |  |  |  | 80 | [24 empty] | >1.25 |  | <12 | [35 empty] | DILAS | http://dilas.com/assets/media/products/DILAS_SB_808nm.pdf | 2017-09-01
1275 | SB 808nm 40W | Diode Lasers | Components | CW |  | Diode |  | 40000 | 80000 | 0 | 80000 | [15 empty] | >52 | [5 empty] | Yes | 808 | 801 | 830 | 29 | 3 | 3 | [7 empty] | <3 | 0.27 | [18 empty] | <46 |  |  | <8 | [17 empty] | 1.9 | [99 empty] | 20 to 30 | [7 empty] | >70 |  |  |  | 0 to 55 | [21 empty] | Single Bars |  | Single Bar | M3, M8, M10, MN-MY | Components | [23 empty] | 19 | 150 |  | <63 |  |  |  | 30 | [24 empty] | >1.15 |  | <10 | [35 empty] | DILAS | http://dilas.com/assets/media/products/DILAS_SB_808nm.pdf | 2017-09-01
1276 | SB 808nm 50W | Diode Lasers | Components | CW |  | Diode |  | 50000 | 55000 | 25000 | 80000 | [15 empty] | >53 | [5 empty] | Yes | 808 | 801 | 830 | 29 | 3 | 3 | [7 empty] | <3 | 0.27 | [18 empty] | 52 |  |  | <9 | [17 empty] | 1.8 | [99 empty] | 20 to 30 | [7 empty] | >70 |  |  |  | 0 to 55 | [21 empty] | Single Bars |  | Single Bar | M3, M8, M10, MN-MY | Components | [23 empty] | 19 | 100 |  | <63 |  |  |  | 20 | [24 empty] | >1.16 |  | <7.5 | [35 empty] | DILAS | http://dilas.com/assets/media/products/DILAS_SB_808nm.pdf | 2017-09-01
1277 | SB 808nm 60W | Diode Lasers | Components | CW |  | Diode |  | 60000 | 55000 | 25000 | 80000 | [15 empty] | >53 | [5 empty] | Yes | 808 | 801 | 830 | 29 | 3 | 3 | [7 empty] | <3 | 0.27 | [18 empty] | <67 |  |  | <12 | [17 empty] | 1.8 | [99 empty] | 20 to 30 | [7 empty] | >70 |  |  |  | 0 to 55 | [21 empty] | Single Bars |  | Single Bar | M3, M8, M10, MN-MY | Components | [23 empty] | 19 | 150 |  | <63 |  |  |  | 30 | [24 empty] | >1.14 |  | <8 | [35 empty] | DILAS | http://dilas.com/assets/media/products/DILAS_SB_808nm.pdf | 2017-09-01
1278 | SB 880nm | Diode Lasers | Components | CW |  | Diode |  | 40000 | 80000 | 0 | 80000 | [15 empty] | >50 | [5 empty] | Yes | 880 | 861 | 899 | 38 | 3 | 3 | [7 empty] | <4 | 0.3 | [18 empty] | 46 |  |  | <10 | [17 empty] | 1.8 | [99 empty] | 20 to 30 | [7 empty] | >70 |  |  |  | 0 to 55 | [21 empty] | Single Bars |  | Single Bar | M3, M8, M10, MN-MY | Components | [23 empty] | 19 | 150 |  | <60 |  |  |  | 30 | [24 empty] | >=1 |  | <9 | [35 empty] | DILAS | http://dilas.com/assets/media/products/DILAS_SB_880nm.pdf | 2017-09-01
1279 | SB 88xnm 885nm | Diode Lasers | Components | CW |  | Diode |  | 60000 | 80000 | 0 | 80000 | [15 empty] | >55 | [5 empty] | Yes | 885 | 861 | 899 | 38 | 3 | 3 | [7 empty] | <4 | 0.3 | [18 empty] | <67 |  |  | <14 | [17 empty] | 1.7 | [99 empty] | 20 to 30 | [7 empty] | >70 |  |  |  | 0 to 55 | [21 empty] | Single Bars |  | Single Bar | M3, M8, M10, MN-MY | Components | [23 empty] | 19 | 150 |  | <58 |  |  |  | 30 | [24 empty] | >1.09 |  | <7.5 | [35 empty] | DILAS | http://dilas.com/assets/media/products/DILAS_SB_88xnm.pdf | 2017-09-01
1280 | SB 915nm | Diode Lasers | Components | CW |  | Diode |  | 60000 | 80000 | 0 | 80000 | [15 empty] | >60 | [5 empty] | Yes | 915 | 900 | 930 | 30 | 3 | 3 | [7 empty] | <5 | 0.31 | [18 empty] | 65 |  |  | <6 | [17 empty] | 1.7 | [99 empty] | 20 to 30 | [7 empty] | >70 |  |  |  | 0 to 55 | [21 empty] | Single Bars |  | Single Bar | M3, M8, M10, MN-MY | Components | [23 empty] | 19 | 100 |  | <48 |  |  |  | 20 | [24 empty] | >1 |  | <9 | [35 empty] | DILAS | http://dilas.com/assets/media/products/DILAS_SB_915nm.pdf | 2017-09-01
1281 | SB 940nm 300W | Diode Lasers | Components | QCW |  | Diode |  | 300000 | 420000 | 80000 | 500000 | [15 empty] | >57 | [5 empty] | Yes | 940 | 931 | 960 | 29 | 3 | 3 | [7 empty] | <8 | 0.34 | [18 empty] | <285 |  |  | <22 | [17 empty] | 2 | [99 empty] | 20 to 30 | [7 empty] | >20 |  |  |  | 0 to 55 | [21 empty] | Single Bars |  | Single Bar | M3, M8, M10, MN-MY | Components | [23 empty] | 40 | 100 |  | <65 |  |  |  | 80 | [24 empty] | >1.14 |  | <!2 | [35 empty] | DILAS | http://dilas.com/assets/media/products/DILAS_SB_940nm.pdf | 2017-09-01
1282 | SB 940nm 60W | Diode Lasers | Components | CW |  | Diode |  | 60000 | 80000 | 0 | 80000 | [15 empty] | >58 | [5 empty] | Yes | 940 | 931 | 960 | 29 | 3 | 3 | [7 empty] | <5 | 0.34 | [18 empty] | <70 |  |  | <6 | [17 empty] | 1.7 | [99 empty] | 20 to 30 | [7 empty] | >70 |  |  |  | 0 to 55 | [21 empty] | Single Bars |  | Single Bar | M3, M8, M10, MN-MY | Components | [23 empty] | 19 | 100 |  | <48 |  |  |  | 20 | [24 empty] | >1 |  | <8 | [35 empty] | DILAS | http://dilas.com/assets/media/products/DILAS_SB_940nm.pdf | 2017-09-01
1283 | SB 976nm | Diode Lasers | Components | CW |  | Diode |  | 60000 | 80000 | 0 | 80000 | [15 empty] | >58 | [5 empty] | Yes | 976 | 961 | 1000 | 39 | 3 | 3 | [7 empty] | <5 | 0.38 | [18 empty] | 70 |  |  | <7.5 | [17 empty] | 1.7 | [99 empty] | 20 to 30 | [7 empty] | >70 |  |  |  | 0 to 55 | [21 empty] | Single Bars |  | Single Bar | M3, M8, M10, MN-MY | Components | [23 empty] | 19 | 100 |  | <46 |  |  |  | 20 | [24 empty] | >0.95 |  | <7.5 | [35 empty] | DILAS | http://dilas.com/assets/media/products/DILAS_SB_976nm.pdf | 2017-09-01
1284 | SE | Diode Lasers | Components | CW |  | Diode |  |  | 90000 | 0 | 90000 | [21 empty] | Yes | UV - Near IR | 370 | 1000 | 630 | <=10 | <=10 | [48 empty] | <=16 | [133 empty] | Fiber-Coupled Modules |  |  |  | Components | [93 empty] | DILAS |  | 2017-11-02
1285 | SE Module | Diode Lasers | Components | CW |  | Diode |  | 10000 | 35000 | 0 | 35000 | [14 empty] | <0.5 | >25 | [5 empty] | Yes | 976 | 900 | 1000 | 100 | 10 | 10 |  |  |  |  | 650 ± 10 |  |  | <6 | 0.38 | [11 empty] | 0.5 | [6 empty] | <14 | <30 | 7.1 | 0.5 to 1.8 | [17 empty] | 7.7 | 3.3 |  |  | 7.7 | [16 empty] | 0.22 | [23 empty] | SMA-905 |  |  | 200 | [15 empty] | 432 x 44.25 x 19.125 | [29 empty] | 220 | 10 |  |  |  |  | 20 to 30 | [6 empty] | 35 |  |  |  |  | 0 to 55 | [21 empty] | Fiber-Coupled Modules | 200 | Single Emitter | I2F-SS14.1 | Components | [55 empty] | >0.7 | [6 empty] | 10 / B25¦85 = 3976 ±1% | [30 empty] | DILAS | http://dilas.com/assets/media/products/DILAS_SE_Module.pdf | 2017-09-01
1286 | SE_Module_793nm_HS1-PM3 | Diode Lasers | Components | CW |  | Diode |  | 9000 | 35000 | 0 | 35000 | [15 empty] | >40 | [5 empty] | Yes | 793 | 701 | 800 | 99 | 5 | 5 | [7 empty] | <3 | 0.27 | [18 empty] | 4 |  |  | 0.6 to 0.8 | [17 empty] | 6 | [20 empty] | 0.15 ± 0.02, 95% in 0.12 | [21 empty] | 125 ±1 | 245 ±15 | Fiber Pigtail |  |  | 106.5 ± 1.5 | 245 | >2 | [43 empty] | 320 | 10 |  |  |  |  | 20 to 30 | [6 empty] | 20 |  |  |  |  | 0 to 55 | [21 empty] | Fiber-Coupled Modules | 106.5 |  | PM3 | Components | [55 empty] | 2.5 to 3 | [37 empty] | DILAS | http://dilas.com/assets/media/products/DILAS_SE_Module_793nm_HS1-PM3.pdf | 2017-09-01
1287 | SE_Module_915nm-30W_PM3 | Diode Lasers | Components | CW |  | Diode |  | 30000 | 80000 | 0 | 80000 | [15 empty] | >45 | [5 empty] | Yes | 915 | 900 | 930 | 30 | 7 | 7 | [7 empty] | <5 | 0.35 | [18 empty] | 12 |  |  | <0.8 | [17 empty] | 6 | [20 empty] | 0.15 ± 0.02, 95% in 0.12 | [21 empty] | 125 ±1 | 245 ±15 | Fiber Pigtail |  |  | 106.5 ± 1.5 | 245 | >1.5 | [43 empty] | 320 | 10 |  |  |  |  | 20 to 30 | [6 empty] | 60 |  |  |  |  | 0 to 55 | [21 empty] | Fiber-Coupled Modules | 106.5 |  | PM3 | Components | [55 empty] | 2.7 to 3 | [37 empty] | DILAS | http://dilas.com/assets/media/products/DILAS_SE_Module-915nm-30W_HS1-PM3.pdf | 2017-09-01
1288 | SE_Module_976nm-30W_PM3 | Diode Lasers | Components | CW |  | Diode |  | 30000 | 80000 | 0 | 80000 | [15 empty] | >50 | [5 empty] | Yes | 976 | 961 | 1000 | 39 | 7 | 7 | [7 empty] | <5 | 0.38 | [18 empty] | 12 |  |  | <0.8 | [17 empty] | 6 | [20 empty] | 0.15 ± 0.02, 95% in 0.12 | [21 empty] | 125 ±1 | 245 ±15 | Fiber Pigtail |  |  | 106.5 ± 1.5 | 245 | >1.5 | [43 empty] | 320 | 10 |  |  |  |  | 20 to 30 | [6 empty] | 60 |  |  |  |  | 0 to 55 | [21 empty] | Fiber-Coupled Modules | 106.5 |  | PM3 | Components | [55 empty] | 2.7 to 3 | [37 empty] | DILAS | http://dilas.com/assets/media/products/DILAS_SE_Module-976nm-30W_HS1-PM3.pdf | 2017-09-01
1289 | SE_Module-976nm-50W_HS2-PM5 | Diode Lasers | Components | CW |  | Diode |  | 50000 | 80000 | 0 | 80000 | [15 empty] | >50 | [5 empty] | Yes | 976 | 961 | 1000 | 39 | 7 | 7 | [7 empty] | <6 | 0.38 | [18 empty] | 12 |  |  | 0.6 to 0.8 | [17 empty] | 8 | [20 empty] | 0.22 ± 0.02, 95% in 0.15 | [21 empty] | 125 ±1 | 245 ±15 | Fiber Pigtail |  |  | 106.5 ± 1.5 | 245 | >2 | [43 empty] | 320 | 10 |  |  |  |  | 20 to 30 | [6 empty] | 100 |  |  |  |  | 0 to 55 | [21 empty] | Fiber-Coupled Modules | 106.5 |  | PM5 | Components | [55 empty] | 4.5 to 5 | [37 empty] | DILAS | http://dilas.com/assets/media/products/DILAS_SE_Module-976nm-50W_HS2-PM5.pdf | 2017-09-01
1290 | SE_Module-976nm-40W_HS2-PM5 | Diode Lasers | Components | CW |  | Diode |  | 40000 | [18 empty] | >45 | [5 empty] | Yes | 976 |  |  |  | 1 | 1 | [7 empty] | <1 | 0.01 | [18 empty] | 10 |  |  | 0.6 to 0.8 | [17 empty] | <8 | [20 empty] | 0.22 ± 0.02, 95% in 0.15 | [21 empty] | 125 ±1 | 245 ±15 | Fiber Pigtail |  |  | 106.5 ± 1.5 | 245 | >2 | [43 empty] | 320 | 10 |  |  |  |  | 20 to 30 | [6 empty] | 100 |  |  |  |  | 0 to 55 | [21 empty] | Fiber-Coupled Modules | 106.5 |  | PM5 | Components | [55 empty] | 4 to 4.5 | [37 empty] | DILAS | http://dilas.com/assets/media/products/DILAS_SE_Module-976nm-40W_HS2-PM5.pdf | 2017-10-13
1291 | SE_Module-976nm-90W_HS2-PM10 | Diode Lasers | Components | CW |  | Diode |  | 90000 | 90000 | 0 | 90000 | [15 empty] | >48 | [5 empty] | Yes | 976 | 961 | 1000 | 39 | 7 | 7 | [7 empty] | <6 | 0.38 | [18 empty] | 12 |  |  | 0.6 to 0.8 | [17 empty] | 16 | [20 empty] | 0.22 ± 0.02, 95% in 0.15 | [21 empty] | 125 ±1 | 245 ±15 | Fiber Pigtail |  |  | 106.5 ± 1.5 | 245 | >2 | [43 empty] | 320 | 10 |  |  |  |  | 20 to 30 | [6 empty] | 200 |  |  |  |  | 0 to 55 | [21 empty] | Fiber-Coupled Modules | 106.5 |  | PM10 | Components | [55 empty] | 8.5 to 9 | [37 empty] | DILAS | http://dilas.com/assets/media/products/DILAS_SE_Module-976nm-90W_HS2-PM10.pdf | 2017-09-01
1292 | SE_Module-976nm-80W_HS2-PM10 | Diode Lasers | Components | CW |  | Diode |  | 80000 | [18 empty] | >48 | [5 empty] | Yes | 976 |  |  |  | 1 | 1 | [7 empty] | <1 | 0.01 | [18 empty] | 10 |  |  | 0.6 to 0.8 | [17 empty] | 16 | [20 empty] | 0.22 ± 0.02, 95% in 0.15 | [21 empty] | 125 ±1 | 245 ±15 | Fiber Pigtail |  |  | 106.5 ± 1.5 | 245 | >2 | [43 empty] | 320 | 10 |  |  |  |  | 20 to 30 | [6 empty] | 200 |  |  |  |  | 0 to 55 | [21 empty] | Fiber-Coupled Modules | 106.5 |  | PM10 | Components | [55 empty] | 8 to 8.5 | [37 empty] | DILAS | http://dilas.com/assets/media/products/DILAS_SE_Module-976nm-80W_HS2-PM10.pdf | 2017-10-13
1293 | SE_Module-NLW_976nm-25W_HS1-PM3 | Diode Lasers | Components | CW |  | Diode |  | 20000 | 80000 | 0 | 80000 | [15 empty] | >45 | [5 empty] | Yes | 976 | 961 | 1000 | 39 | 1 | 1 | [7 empty] | 1 | 0.38 | [18 empty] | 10 |  |  | 0.6 to 0.8 | [17 empty] | 6 | [20 empty] | 0.15 ± 0.02, 95% in 0.12 | [21 empty] | 125 ±1 | 245 ±15 | Fiber Pigtail |  |  | 106.5 ± 1.5 | 245 | >1.5 | [43 empty] | 320 | 10 |  |  |  |  | 20 to 30 | [6 empty] | 60 |  |  |  |  | 0 to 55 | [21 empty] | Fiber-Coupled Modules | 106.5 |  | PM3 | Components | VBG Narrow Linewidth | [54 empty] | 2 to 2.6 | [37 empty] | DILAS | http://dilas.com/assets/media/products/DILAS_SE_Module-NLW_976nm-20W_HS1-PM3.pdf | 2017-09-01
1294 | SE_Module-NLW_976nm-30W_HS2-PM5 | Diode Lasers | Components | CW |  | Diode |  | 30000 | 80000 | 0 | 80000 | [15 empty] | >45 | [5 empty] | Yes | 976 | 961 | 1000 | 39 | 1 | 1 | [7 empty] | <1 | 0.01 | [18 empty] | 8 |  |  | <0.8 | [17 empty] | 8 | [20 empty] | 0.22 ± 0.02, 95% in 0.15 | [21 empty] | 125 ±1 | 245 ±15 | Fiber Pigtail |  |  | 106.5 ± 1.5 | 245 | >2 | [43 empty] | 320 | 10 |  |  |  |  | 20 to 30 | [6 empty] | 100 |  |  |  |  | 0 to 55 | [21 empty] | Fiber-Coupled Modules | 106.5 |  | PM5 | Components | VBG Narrow Linewidth | [54 empty] | 4 to 4.5 | [37 empty] | DILAS | http://dilas.com/assets/media/products/DILAS_SE_Module-NLW_976nm-30W_HS2-PM5.pdf | 2017-09-01
1295 | SE_Module-NLW_976nm-60W_HS2-PM10 | Diode Lasers | Components | CW |  | Diode |  | 60000 | 80000 | 0 | 80000 | [15 empty] | >48 | [5 empty] | Yes | 976 | 961 | 1000 | 39 | 1 | 1 | [7 empty] | <1 | 0.01 | [18 empty] | 8 |  |  | <0.8 | [17 empty] | 16 | [20 empty] | 0.22 ± 0.02, 95% in 0.15 | [21 empty] | 125 ±1 | 245 ±15 | Fiber Pigtail |  |  | 106.5 ± 1.5 | 245 | >2 | [43 empty] | 320 | 10 |  |  |  |  | 20 to 30 | [6 empty] | 200 |  |  |  |  | 0 to 55 | [21 empty] | Fiber-Coupled Modules | 106.5 |  | PM10 | Components | VBG Narrow Linewidth | [54 empty] | 8 to 8.5 | [37 empty] | DILAS | http://dilas.com/assets/media/products/DILAS_SE_Module-NLW_976nm-60W_HS2-PM10.pdf | 2017-09-01
1296 | SE_Multi-Module-405nm_2.4W | Diode Lasers | Components | CW |  | Diode |  | 2400 | 10000 | 0 | 10000 | [15 empty] | >15 | [5 empty] | Yes | 405 | 370 | 450 | 80 | 10 | 10 | [7 empty] | <10 | [19 empty] | <1.2 |  |  | <0.4 | [17 empty] | 15 | [20 empty] | 0.22 | [23 empty] | SMA |  |  | 200 | [13 empty] | 61.5 x 36.5 x 29.5 | [6 empty] | 0.2 | [30 empty] | 20 to 25 | [6 empty] | >16 |  |  |  |  | 5 to 60 | [21 empty] | Fiber-Coupled Modules | 200 |  | MMF; IS55.1 | Components | [55 empty] | >3 | [37 empty] | DILAS | http://dilas.com/assets/media/products/DILAS_SE_Multi-Module-405_HS5.pdf | 2017-09-01
1297 | SE_Multi-Module-450nm_3W | Diode Lasers | Components | CW |  | Diode |  | 3000 | 10000 | 0 | 10000 | [15 empty] | >20 | [5 empty] | Yes | 450 | 405 | 550 | 145 | 10 | 10 | [7 empty] | <10 | [19 empty] | <1 |  |  | <0.2 | [17 empty] | 15 | [20 empty] | 0.22 | [23 empty] | SMA |  |  | 200 | [13 empty] | 61.5 x 36.5 x 29.5 | [6 empty] | 0.2 | [30 empty] | 20 to 25 | [11 empty] | 5 to 60 | [21 empty] | Fiber-Coupled Modules | 200 |  | MMF; IS55.1 | Components | [55 empty] | >3.54 | [37 empty] | DILAS | http://dilas.com/assets/media/products/DILAS_SE_Multi-Module-450_HS5.pdf | 2017-09-01
1298 | SE Multi-Module-450nm 10W | Diode Lasers | Components | CW |  | Diode |  | 10000 | 35000 | 0 | 35000 | [15 empty] | >20 | [5 empty] | Yes | 450 | 400 | 600 | 200 | 10 | 10 | [7 empty] | <10 | [19 empty] | <1.3 |  |  | <0.25 | [17 empty] | 60 | [20 empty] | 0.22 | [23 empty] | SMA |  |  | 400 | [13 empty] | 156 x 120 x 65 | [16 empty] | 150 | Tap Water | 20 to 25 | [18 empty] | 20 to 25 | [11 empty] | 5 to 60 | [21 empty] | Fiber-Coupled Modules | 400 | Multi-Single Emitter | MMF; IS55.1 | Components | [55 empty] | >10 | [37 empty] | DILAS | http://dilas.com/assets/media/products/DILAS_SE_Multi-Module-450nm_10W.pdf | 2017-09-01
1299 | SE Multi-Module-450nm 25W | Diode Lasers | Components | CW |  | Diode |  | 25000 | 80000 | 0 | 80000 | [15 empty] | >20 | [5 empty] | Yes | 450 | 400 | 600 | 200 | 10 | 10 | [7 empty] | <10 | [19 empty] | <1.3 |  |  | <0.25 | [17 empty] | 120 | [20 empty] | 0.22 | [23 empty] | SMA |  |  | 400 | [13 empty] | 156 x 120 x 65 | [16 empty] | 150 | Tap Water | 20 to 25 | [18 empty] | 20 to 25 | [11 empty] | 5 to 60 | [21 empty] | Fiber-Coupled Modules | 400 | Multi-Single Emitter | MMF; IS55.1 | Components | [55 empty] | >22 | [37 empty] | DILAS | http://dilas.com/assets/media/products/DILAS_SE_Multi-Module-450nm_25W.pdf | 2017-09-01
1300 | SE_Multi-Module-520nm_2W | Diode Lasers | Components | CW |  | Diode |  | 2000 | 10000 | 0 | 10000 | [15 empty] | >10 | [5 empty] | Yes | 520 | 505 | 650 | 145 | 10 | 10 | [7 empty] | <10 | [19 empty] | <1.6 |  |  | <0.3 | [17 empty] | 15 | [20 empty] | 0.22 | [23 empty] | SMA |  |  | 200 | [13 empty] | 61.5 x 36.5 x 29.5 | [6 empty] | 0.2 | [30 empty] | 20 to 25 | [11 empty] | 5 to 60 | [21 empty] | Fiber-Coupled Modules | 200 |  | MMF; IS55.1 | Components | [55 empty] | >=2 | [37 empty] | DILAS | http://dilas.com/assets/media/products/DILAS_SE_Multi-Module-520_HS5.pdf | 2017-09-01
1301 | SE_Multi-Module-638nm_2W | Diode Lasers | Components | CW |  | Diode |  | 1400 | 10000 | 0 | 10000 | [15 empty] | >24 | [5 empty] | Yes | 638 | 605 | 750 | 145 | 2 | 2 | [7 empty] | <3 | [19 empty] | <0.9 |  |  | <0.3 | [17 empty] | 8 | [20 empty] | 0.22 | [23 empty] | SMA |  |  | 200 | [13 empty] | 61.5 x 36.5 x 29.5 | [6 empty] | 0.2 | [30 empty] | 20 to 25 | [11 empty] | 5 to 60 | [21 empty] | Fiber-Coupled Modules | 200 |  | MMF; IS55.1 | Components | [55 empty] | >2.8 | [37 empty] | DILAS | http://dilas.com/assets/media/products/DILAS_SE_Multi-Module-638_HS5.pdf | 2017-09-01
1302 | TA | Diode Lasers | Components | CW |  | Diode |  |  | 2500 | 500 | 3000 | [21 empty] | Yes | Near IR - IR | 750 | 1068 | 318 | [50 empty] | <=1.95 | [14 empty] | <1.7 | [118 empty] | Single Emitters (TA, TAL, BA) |  |  |  | Components | [93 empty] | DILAS |  | 2017-11-02
1303 | TA-0765-1000 | Diode Lasers | Components | CW |  | Diode |  | 1000 | 500 | 500 | 1000 | [6 empty] | 30 | 10 | [12 empty] | 15 | Yes | 765 | 750 | 775 | 25 | [27 empty] | 3 | 2 | [5 empty] | 1.7 | 2.4 | [14 empty] | 1.8 | [7 empty] | Depends on Operating Conditions | [6 empty] | <1.5 |  | 10 to 12 | 45 |  |  |  | 150 x 1.3 |  |  | TM | [34 empty] | 2.5 | [9 empty] | C-Mount, DHP-inset( DHP-I), DHP-frame (DHP-F) | [25 empty] | Non-Condensing Atmosphere | 15 to 30 | [11 empty] | 20 |  | -20 to 60 | [22 empty] | Single Emitters (TA, TAL, BA) |  |  | TA-M²<1.5 | Components | TA-M²<1.5 | [10 empty] | Base Plate | >40 |  |  |  |  | Wire Flag |  | Customized Connector Cables | [12 empty] | TAL-0765-1000 | [19 empty] | Yes | [40 empty] | DILAS | http://dilas.com/assets/media/products/DILAS_TA-0765-1000.pdf | 2017-09-01
1304 | TA-0765-2000 | Diode Lasers | Components | CW |  | Diode |  | 2000 | 1500 | 500 | 2000 | [6 empty] | 30 | 10 | [12 empty] | 15 | Yes | 765 | 763 | 770 | 7 | [27 empty] | 4.5 | 2 | [7 empty] | 3.5 | 4 | [12 empty] | 1.75 | [7 empty] | Depends on Operating Conditions | [6 empty] | <1.7 |  | 10 to 12 | 45 |  |  |  | 256 x 1.4 |  |  | TM | [34 empty] | 4.3 | [9 empty] | C-Mount, DHP-inset( DHP-I), DHP-frame (DHP-F) | [25 empty] | Non-Condensing Atmosphere | 15 to 30 | [11 empty] | 20 |  | -20 to 60 | [22 empty] | Single Emitters (TA, TAL, BA) |  |  | TA-M²<1.7 | Components | TA-M²<1.7 | [10 empty] | Base Plate | >40 |  |  |  |  | Wire Flag |  | Customized Connector Cables | [12 empty] | TAL-0765-2000 | [19 empty] | Yes | [40 empty] | DILAS | http://dilas.com/assets/media/products/DILAS_TA-0765-2000.pdf | 2017-09-01
1305 | TA-0780-1000 | Diode Lasers | Components | CW |  | Diode |  | 1000 | 500 | 500 | 1000 | [6 empty] | 30 | 10 | [12 empty] | 15 | Yes | 780 | 765 | 790 | 25 | [27 empty] | 2.3 | 1.5 | [5 empty] | 1.5 | 2 | [14 empty] | 1.85 | [7 empty] | Depends on Operating Conditions | [6 empty] | <1.5 |  | 10 to 12 | 45 |  |  |  | 150 x 1.2 |  |  | TM | [34 empty] | 2.5 | [9 empty] | C-Mount, DHP-inset( DHP-I), DHP-frame (DHP-F) | [25 empty] | Non-Condensing Atmosphere | 15 to 30 | [11 empty] | 20 |  | -20 to 60 | [22 empty] | Single Emitters (TA, TAL, BA) |  |  | TA-M²<1.5 | Components | TA-M²<1.5 | [10 empty] | Base Plate | >40 |  |  |  |  | Wire Flag |  | Customized Connector Cables | [12 empty] | TAL-0780-1000 | [19 empty] | Yes | [40 empty] | DILAS | http://dilas.com/assets/media/products/DILAS_TA-0780-1000.pdf | 2017-09-01
1306 | TA-0780-2000 | Diode Lasers | Components | CW |  | Diode |  | 2000 | 1500 | 500 | 2000 | [6 empty] | 30 | 10 | [12 empty] | 15 | Yes | 780 | 776 | 793 | 17 | [27 empty] | 4 | 2 | [6 empty] | 2.5 |  | 3.5 | [12 empty] | 1.8 | [7 empty] | Depends on Operating Conditions | [6 empty] | <1.7 |  | 10 to 12 | 50 |  |  |  | 256 x 1.2 |  |  | TM | [34 empty] | 4.3 | [9 empty] | C-Mount, DHP-inset( DHP-I), DHP-frame (DHP-F) | [25 empty] | Non-Condensing Atmosphere | 15 to 30 | [11 empty] | 20 |  | -20 to 60 | [22 empty] | Single Emitters (TA, TAL, BA) |  |  | TA-M²<1.7 | Components | TA-M²<1.7 | [10 empty] | Base Plate | >40 |  |  |  |  | Wire Flag |  | Customized Connector Cables | [12 empty] | TAL-0780-2000 | [19 empty] | Yes | [40 empty] | DILAS | http://dilas.com/assets/media/products/DILAS_TA-0780-2000.pdf | 2017-09-01
1307 | TA-0785-1000 | Diode Lasers | Components | CW |  | Diode |  | 1000 | 500 | 500 | 1000 | [6 empty] | 30 | 10 | [12 empty] | 15 | Yes | 785 | 770 | 800 | 30 | [27 empty] | 2.3 | 1.5 | [5 empty] | 1.5 | 2 | [14 empty] | 1.95 | [7 empty] | Depends on Operating Conditions | [6 empty] | <1.5 |  | 10 to 12 | 50 |  |  |  | 150 x 1.2 |  |  | TM | [34 empty] | 2.5 | [9 empty] | C-Mount, DHP-inset( DHP-I), DHP-frame (DHP-F) | [25 empty] | Non-Condensing Atmosphere | 15 to 30 | [11 empty] | 20 |  | -20 to 60 | [22 empty] | Single Emitters (TA, TAL, BA) |  |  | TA-M²<1.5 | Components | TA-M²<1.5 | [10 empty] | Base Plate | >40 |  |  |  |  | Wire Flag |  | Customized Connector Cables | [12 empty] | TAL-0785-1000 | [19 empty] | Yes | [40 empty] | DILAS | http://dilas.com/assets/media/products/DILAS_TA-0785-1000.pdf | 2017-09-01
1308 | TA-0785-2000 | Diode Lasers | Components | CW |  | Diode |  | 2000 | 1500 | 500 | 2000 | [6 empty] | 30 | 10 | [12 empty] | 15 | Yes | 785 | 779 | 790 | 11 | [27 empty] | 3.5 | 2 | [7 empty] | 2.6 | 3.1 | [12 empty] | 1.9 | [7 empty] | Depends on Operating Conditions | [6 empty] | <1.7 |  | 10 to 12 | 50 |  |  |  | 256 x 1.2 |  |  | TM | [34 empty] | 4.3 | [9 empty] | C-Mount, DHP-inset( DHP-I), DHP-frame (DHP-F) | [25 empty] | Non-Condensing Atmosphere | 15 to 30 | [11 empty] | 20 |  | -20 to 60 | [22 empty] | Single Emitters (TA, TAL, BA) |  |  | TA-M²<1.7 | Components | TA-M²<1.7 | [10 empty] | Base Plate | >40 |  |  |  |  | Wire Flag |  | Customized Connector Cables | [12 empty] | TAL-0785-2000 | [19 empty] | Yes | [40 empty] | DILAS | http://dilas.com/assets/media/products/DILAS_TA-0785-2000.pdf | 2017-09-01
1309 | TA-0795-3000 | Diode Lasers | Components | CW |  | Diode |  | 3000 | 2000 | 1000 | 3000 | [6 empty] | 60 | 20 | [12 empty] | 50 | Yes | 795 | 785 | 803 | 18 | [27 empty] | 4.5 | 2 | [9 empty] | 4.2 | [11 empty] | 1.9 | [7 empty] | Depends on Operating Conditions | [6 empty] | <1.7 |  | 10 to 12 | 50 |  |  |  | 256 x 1.4 |  |  | TM | [34 empty] | 4.3 | [9 empty] | C-Mount, DHP-inset( DHP-I), DHP-frame (DHP-F) | [25 empty] | Non-Condensing Atmosphere | 15 to 30 | [11 empty] | 20 |  | -20 to 60 | [22 empty] | Single Emitters (TA, TAL, BA) |  |  | TA-M²<1.7 | Components | TA-M²<1.7 | [10 empty] | Base Plate | >40 |  |  |  |  | Wire Flag |  | Customized Connector Cables | [12 empty] | TAL-0795-3000 | [19 empty] | Yes | [40 empty] | DILAS | http://dilas.com/assets/media/products/DILAS_TA-0795-3000.pdf | 2017-09-01
1310 | TA-0850-2000 | Diode Lasers | Components | CW |  | Diode |  | 2000 | 1500 | 500 | 2000 | [6 empty] | 30 | 10 | [12 empty] | 15 | Yes | 850 | 845 | 865 | 20 | [27 empty] | 4 | 2 | [6 empty] | 2.5 |  | 3.5 | [12 empty] | 1.7 | [7 empty] | Depends on Operating Conditions | [6 empty] | <1.7 |  | 10 to 12 | 50 |  |  |  | 256 x 1.2 |  |  | TE | [34 empty] | 4.3 | [9 empty] | C-Mount, DHP-inset( DHP-I), DHP-frame (DHP-F) | [25 empty] | Non-Condensing Atmosphere | 15 to 30 | [11 empty] | 20 |  | -20 to 60 | [22 empty] | Single Emitters (TA, TAL, BA) |  |  | TA-M²<1.7 | Components | TA-M²<1.7 | [10 empty] | Base Plate | >40 |  |  |  |  | Wire Flag |  | Customized Connector Cables | [12 empty] | TAL-0850-2000 | [19 empty] | Yes | [40 empty] | DILAS | http://dilas.com/assets/media/products/DILAS_TA-0850-2000.pdf | 2017-09-01
1311 | TA-0850-3000 | Diode Lasers | Components | CW |  | Diode |  | 3000 | 2500 | 500 | 3000 | [6 empty] | 30 | 10 | [12 empty] | 15 | Yes | 850 | 845 | 865 | 20 | [27 empty] | 5 | 2 | [8 empty] | 3.5 | 4.5 | [11 empty] | 1.7 | [7 empty] | Depends on Operating Conditions | [6 empty] | <1.7 |  | 10 to 12 | 50 |  |  |  | 256 x 1.2 |  |  | TE | [34 empty] | 4.3 | [9 empty] | C-Mount, DHP-inset( DHP-I), DHP-frame (DHP-F) | [25 empty] | Non-Condensing Atmosphere | 15 to 30 | [11 empty] | 20 |  | -20 to 60 | [22 empty] | Single Emitters (TA, TAL, BA) |  |  | TA-M²<1.7 | Components | TA-M²<1.7 | [10 empty] | Base Plate | >40 |  |  |  |  | Wire Flag |  | Customized Connector Cables | [12 empty] | TAL-0850-3000 | [19 empty] | Yes | [40 empty] | DILAS | http://dilas.com/assets/media/products/DILAS_TA-0850-3000.pdf | 2017-09-01
1312 | TA-0860-3000 | Diode Lasers | Components | CW |  | Diode |  | 3000 | 2500 | 500 | 3000 | [6 empty] | 30 | 10 | [12 empty] | 15 | Yes | 860 | 853 | 870 | 17 | [27 empty] | 5 | 2 | [8 empty] | 3.5 | 4.5 | [11 empty] | 1.7 | [7 empty] | Depends on Operating Conditions | [6 empty] | <1.7 |  | 10 to 12 | 50 |  |  |  | 256 x 1.2 |  |  | TE | [34 empty] | 5 | [9 empty] | C-Mount, DHP-inset( DHP-I), DHP-frame (DHP-F) | [25 empty] | Non-Condensing Atmosphere | 15 to 30 | [11 empty] | 20 |  | -20 to 60 | [22 empty] | Single Emitters (TA, TAL, BA) |  |  | TA-M²<1.7 | Components | TA-M²<1.7 | [10 empty] | Base Plate | >40 |  |  |  |  | Wire Flag |  | Customized Connector Cables | [12 empty] | TAL-0860-3000 | [19 empty] | Yes | [40 empty] | DILAS | http://dilas.com/assets/media/products/DILAS_TA-0860-3000.pdf | 2017-09-01
1313 | TA-0870-1500 | Diode Lasers | Components | CW |  | Diode |  | 1500 | [9 empty] | 30 | 10 | [12 empty] | 15 | Yes |  | 865 | 880 | 15 | [27 empty] | 3 | 2 | [6 empty] | 2.2 | 2.7 | [13 empty] | <1.7 | [7 empty] | Depends on Operating Conditions | [6 empty] | <1.6 |  | 10 to 12 | 50 |  |  |  | 256 x 1.2 |  |  | TE | [34 empty] | 4.3 | [9 empty] | C-Mount, DHP-inset( DHP-I), DHP-frame (DHP-F) | [25 empty] | Non-Condensing Atmosphere | 15 to 30 | [11 empty] | 20 |  | -20 to 60 | [22 empty] | Single Emitters (TA, TAL, BA) |  |  | TA-M²<1.6 | Components | TA-M²<1.6 | [10 empty] | Base Plate | >40 |  |  |  |  | Wire Flag |  | Customized Connector Cables | [12 empty] | TAL-0870-1500 | [19 empty] | Yes | [40 empty] | DILAS | http://dilas.com/assets/media/products/DILAS_TA-0870-1500.pdf | 2017-10-13
1314 | TA-0870-2000 | Diode Lasers | Components | CW |  | Diode |  | 2000 | [9 empty] | 30 | 10 | [12 empty] | 15 | Yes |  | 865 | 880 | 15 | [27 empty] | 3.5 | 2 | [6 empty] | 2.6 | 3.1 | [13 empty] | <1.7 | [7 empty] | Depends on Operating Conditions | [6 empty] | <1.7 |  | 10 to 12 | 50 |  |  |  | 256 x 1.2 |  |  | TE | [34 empty] | 4.3 | [9 empty] | C-Mount, DHP-inset( DHP-I), DHP-frame (DHP-F) | [25 empty] | Non-Condensing Atmosphere | 15 to 30 | [11 empty] | 20 |  | -20 to 60 | [22 empty] | Single Emitters (TA, TAL, BA) |  |  | TA-M²<1.7 | Components | TA-M²<1.7 | [10 empty] | Base Plate | >40 |  |  |  |  | Wire Flag |  | Customized Connector Cables | [12 empty] | TAL-0870-2000 | [19 empty] | Yes | [40 empty] | DILAS | http://dilas.com/assets/media/products/DILAS_TA-0870-2000.pdf | 2017-10-13
1315 | TA-0890-2000 | Diode Lasers | Components | CW |  | Diode |  | 2000 | 1500 | 500 | 2000 | [6 empty] | 30 | 10 | [12 empty] | 15 | Yes | 890 | 884 | 898 | 14 | [27 empty] | 3.5 | 2 | [6 empty] | 2 |  | 3.1 | [12 empty] | 1.7 | [7 empty] | Depends on Operating Conditions | [6 empty] | <1.7 |  | 10 to 12 | 50 |  |  |  | 256 x 1.2 |  |  | TE | [34 empty] | 4.3 | [9 empty] | C-Mount, DHP-inset( DHP-I), DHP-frame (DHP-F) | [25 empty] | Non-Condensing Atmosphere | 15 to 30 | [11 empty] | 20 |  | -20 to 60 | [22 empty] | Single Emitters (TA, TAL, BA) |  |  | TA-M²<1.7 | Components | TA-M²<1.7 | [10 empty] | Base Plate | >40 |  |  |  |  | Wire Flag |  | Customized Connector Cables | [12 empty] | TAL-0890-2000 | [19 empty] | Yes | [40 empty] | DILAS | http://dilas.com/assets/media/products/DILAS_TA-0890-2000.pdf | 2017-09-01
1316 | TA-0890-3000 | Diode Lasers | Components | CW |  | Diode |  | 3000 | 2500 | 500 | 3000 | [6 empty] | 50 | 10 | [12 empty] | 20 | Yes | 890 | 878 | 903 | 25 | [27 empty] | 5 | 2 | [8 empty] | 3.5 | 4.5 | [11 empty] | 1.6 | [7 empty] | Depends on Operating Conditions | [6 empty] | <1.7 |  | 10 to 12 | 50 |  |  |  | 306 x 1.2 |  |  | TE | [34 empty] | 5 | [9 empty] | C-Mount, DHP-inset( DHP-I), DHP-frame (DHP-F) | [25 empty] | Non-Condensing Atmosphere | 15 to 30 | [11 empty] | 20 |  | -20 to 60 | [22 empty] | Single Emitters (TA, TAL, BA) |  |  | TA-M²<1.7 | Components | TA-M²<1.7 | [10 empty] | Base Plate | >40 |  |  |  |  | Wire Flag |  | Customized Connector Cables | [12 empty] | TAL-0890-3000 | [19 empty] | Yes | [40 empty] | DILAS | http://dilas.com/assets/media/products/DILAS_TA-0890-3000.pdf | 2017-09-01
1317 | TA-0920-1000 | Diode Lasers | Components | CW |  | Diode |  | 1000 | 500 | 500 | 1000 | [6 empty] | 30 | 10 | [12 empty] | 20 | Yes | 920 | 895 | 935 | 40 | [27 empty] | 3 | 2 | [5 empty] | 1.8 | 2.6 | [14 empty] | 1.7 | [7 empty] | Depends on Operating Conditions | [6 empty] | <1.5 |  | 10 to 12 | 45 |  |  |  | 150 x 1.4 |  |  | TE | [34 empty] | 2.5 | [9 empty] | C-Mount, DHP-inset( DHP-I), DHP-frame (DHP-F) | [25 empty] | Non-Condensing Atmosphere | 15 to 30 | [11 empty] | 20 |  | -20 to 60 | [22 empty] | Single Emitters (TA, TAL, BA) |  |  | TA-M²<1.5 | Components | TA-M²<1.5 | [10 empty] | Base Plate | >40 |  |  |  |  | Wire Flag |  | Customized Connector Cables | [12 empty] | TAL-0920-1000 | [19 empty] | Yes | [40 empty] | DILAS | http://dilas.com/assets/media/products/DILAS_TA-0920-1000.pdf | 2017-09-01
1318 | TA-0920-2000 | Diode Lasers | Components | CW |  | Diode |  | 2000 | 1500 | 500 | 2000 | [6 empty] | 30 | 10 | [12 empty] | 15 | Yes | 920 | 910 | 930 | 20 | [27 empty] | 4 | 2 | [6 empty] | 2.5 |  | 3.5 | [12 empty] | 1.6 | [7 empty] | Depends on Operating Conditions | [6 empty] | <1.7 |  | 10 to 12 | 45 |  |  |  | 256 x 1.4 |  |  | TE | [34 empty] | 4.3 | [9 empty] | C-Mount, DHP-inset( DHP-I), DHP-frame (DHP-F) | [25 empty] | Non-Condensing Atmosphere | 15 to 30 | [11 empty] | 20 |  | -20 to 60 | [22 empty] | Single Emitters (TA, TAL, BA) |  |  | TA-M²<1.7 | Components | TA-M²<1.7 | [10 empty] | Base Plate | >40 |  |  |  |  | Wire Flag |  | Customized Connector Cables | [12 empty] | TAL-0920-2000 | [19 empty] | Yes | [40 empty] | DILAS | http://dilas.com/assets/media/products/DILAS_TA-0920-2000.pdf | 2017-09-01
1319 | TA-0950-2000 | Diode Lasers | Components | CW |  | Diode |  | 2000 | 1500 | 500 | 2000 | [6 empty] | 30 | 10 | [12 empty] | 15 | Yes | 950 | 935 | 965 | 30 | [27 empty] | 4 | 2 | [6 empty] | 2.4 |  | 3.5 | [12 empty] | 1.65 | [7 empty] | Depends on Operating Conditions | [6 empty] | <1.7 |  | 11 | 45 |  |  |  | 256 x 1.3 |  |  | TE | [34 empty] | 4.3 | [9 empty] | C-Mount, DHP-inset( DHP-I), DHP-frame (DHP-F) | [25 empty] | Non-Condensing Atmosphere | 15 to 30 | [11 empty] | 20 |  | -20 to 60 | [22 empty] | Single Emitters (TA, TAL, BA) |  |  | TA-M²<1.7 | Components | TA-M²<1.7 | [10 empty] | Base Plate | >40 |  |  |  |  | Wire Flag |  | Customized Connector Cables | [12 empty] | TAL-0950-2000 | [19 empty] | Yes | [40 empty] | DILAS | http://dilas.com/assets/media/products/DILAS_TA-0950-2000.pdf | 2017-09-01
1320 | TA-0976-2000 | Diode Lasers | Components | CW |  | Diode |  | 2000 | 1500 | 500 | 2000 | [6 empty] | 30 | 10 | [12 empty] | 15 | Yes | 976 | 965 | 990 | 25 | [27 empty] | 3.5 | 2 | [7 empty] | 2.3 | 3.3 | [12 empty] | 1.5 | [7 empty] | Depends on Operating Conditions | [6 empty] | <1.7 |  | 10 to 12 | 50 |  |  |  | 256 x 1.4 |  |  | TE | [34 empty] | 4.3 | [9 empty] | C-Mount, DHP-inset( DHP-I), DHP-frame (DHP-F) | [25 empty] | Non-Condensing Atmosphere | 15 to 30 | [11 empty] | 20 |  | -20 to 60 | [22 empty] | Single Emitters (TA, TAL, BA) |  |  | TA-M²<1.7 | Components | TA-M²<1.7 | [10 empty] | Base Plate | >40 |  |  |  |  | Wire Flag |  | Customized Connector Cables | [12 empty] | TAL-0976-2000 | [19 empty] | Yes | [40 empty] | DILAS | http://dilas.com/assets/media/products/DILAS_TA-0976-2000.pdf | 2017-09-01
1321 | TA-0976-3000 | Diode Lasers | Components | CW |  | Diode |  | 3000 | 2500 | 500 | 3000 | [6 empty] | 30 | 10 | [12 empty] | 15 | Yes | 976 | 965 | 985 | 20 | [27 empty] | 5 | 2 | [8 empty] | 3.5 | 4.5 | [11 empty] | 1.5 | [7 empty] | Depends on Operating Conditions | [6 empty] | <1.7 |  | 10 to 12 | 50 |  |  |  | 306 x 1.4 |  |  | TE | [34 empty] | 5 | [9 empty] | C-Mount, DHP-inset( DHP-I), DHP-frame (DHP-F) | [25 empty] | Non-Condensing Atmosphere | 15 to 30 | [11 empty] | 20 |  | -20 to 60 | [22 empty] | Single Emitters (TA, TAL, BA) |  |  | TA-M²<1.7 | Components | TA-M²<1.7 | [10 empty] | Base Plate | >40 |  |  |  |  | Wire Flag |  | Customized Connector Cables | [12 empty] | TAL-0976-3000 | [19 empty] | Yes | [40 empty] | DILAS | http://dilas.com/assets/media/products/DILAS_TA-0976-3000.pdf | 2017-09-01
1322 | TA-1010-2000 | Diode Lasers | Components | CW |  | Diode |  | 2000 | 1500 | 500 | 2000 | [6 empty] | 30 | 10 | [12 empty] | 15 | Yes | 1010 | 1000 | 1025 | 25 | [27 empty] | 6 | 3 | [7 empty] | 4.7 | 5.3 | [12 empty] | 1.6 | [7 empty] | Depends on Operating Conditions | [6 empty] | <1.7 |  | 10 to 12 | 50 |  |  |  | 256 x 1.4 |  |  | TE | [34 empty] | 4.3 | [9 empty] | C-Mount, DHP-inset( DHP-I), DHP-frame (DHP-F) | [25 empty] | Non-Condensing Atmosphere | 15 to 30 | [11 empty] | 20 |  | -20 to 60 | [22 empty] | Single Emitters (TA, TAL, BA) |  |  | TA-M²<1.7 | Components | TA-M²<1.7 | [10 empty] | Base Plate | >40 |  |  |  |  | Wire Flag |  | Customized Connector Cables | [12 empty] | TAL-1010-2000 | [19 empty] | Yes | [40 empty] | DILAS | http://dilas.com/assets/media/products/DILAS_TA-1010-2000.pdf | 2017-09-01
1323 | TA-1060-2000 | Diode Lasers | Components | CW |  | Diode |  | 2000 | 1500 | 500 | 2000 | [6 empty] | 30 | 10 | [12 empty] | 15 | Yes | 1060 | 1037 | 1068 | 31 | [27 empty] | 4 | 2 | [6 empty] | 2.2 |  | 3.3 | [12 empty] | 1.7 | [7 empty] | Depends on Operating Conditions | [6 empty] | <1.7 | [6 empty] | 256 x 1.4 |  |  | TE | [34 empty] | 4.3 | [9 empty] | C-Mount, DHP-inset( DHP-I), DHP-frame (DHP-F) | [25 empty] | Non-Condensing Atmosphere | 15 to 30 | [11 empty] | 20 |  | -20 to 60 | [22 empty] | Single Emitters (TA, TAL, BA) |  |  | TA-M²<1.7 | Components | TA-M²<1.7 | [10 empty] | Base Plate | >40 |  |  |  |  | Wire Flag |  | Customized Connector Cables | [12 empty] | TAL-1060-2000 | [19 empty] | Yes | [40 empty] | DILAS | http://dilas.com/assets/media/products/DILAS_TA-1060-2000.pdf | 2017-09-01
1324 | TAL | Diode Lasers | Components | CW |  | Diode |  |  | 2500 | 500 | 3000 | [21 empty] | Yes | Near IR - IR | 752 | 1068 | 316 | [50 empty] | <=1.95 | [14 empty] | <1.7 | [118 empty] | Single Emitters (TA, TAL, BA) |  |  |  | Components | [93 empty] | DILAS |  | 2017-11-02
1325 | TAL-0765-1000 | Diode Lasers | Components | CW |  | Diode |  | 1000 | 500 | 500 | 1000 | [21 empty] | Yes | 765 | 752 | 775 | 23 | [7 empty] | 750 to 777 | [17 empty] | 3 | 2 | [7 empty] | 1.7 | 2.4 | [14 empty] | 1.8 | [7 empty] | Depends on Operating Conditions | [6 empty] | <1.5 |  | 10 to 12 | 45 |  |  |  | 150 x 1.3 |  |  | TM | [34 empty] | 2.5 | [9 empty] | C-Mount, DHP-inset( DHP-I), DHP-frame (DHP-F) | [25 empty] | Non-Condensing Atmosphere | 15 to 30 | [11 empty] | 20 |  | -20 to 60 | [22 empty] | Single Emitters (TA, TAL, BA) |  |  | TAL-M²<1.5 | Components | TAL-M²<1.5 | [10 empty] | Base Plate | >40 |  |  |  |  | Wire Flag |  | Customized Connector Cables | [13 empty] | TA-0765-1000 | [18 empty] | Yes | [40 empty] | DILAS | http://dilas.com/assets/media/products/DILAS_TAL-0765-1000.pdf | 2017-09-01
1326 | TAL-0765-2000 | Diode Lasers | Components | CW |  | Diode |  | 2000 | 1500 | 500 | 2000 | [21 empty] | Yes | 765 | 763 | 770 | 7 | [7 empty] | 757 to 775 | [17 empty] | 4.5 | 2 | [8 empty] | 3.5 |  | 4 | [12 empty] | 1.75 | [7 empty] | Depends on Operating Conditions | [6 empty] | <1.7 |  | 10 to 12 | 45 |  |  |  | 256 x 1.4 |  |  | TM | [34 empty] | 4.3 | [9 empty] | C-Mount, DHP-inset( DHP-I), DHP-frame (DHP-F) | [25 empty] | Non-Condensing Atmosphere | 15 to 30 | [11 empty] | 20 |  | -20 to 60 | [22 empty] | Single Emitters (TA, TAL, BA) |  |  | TAL-M²<1.7 | Components | TAL-M²<1.7 | [10 empty] | Base Plate | >40 |  |  |  |  | Wire Flag |  | Customized Connector Cables | [13 empty] | TA-0765-2000 | [18 empty] | Yes | [40 empty] | DILAS | http://dilas.com/assets/media/products/DILAS_TAL-0765-2000.pdf | 2017-09-01
1327 | TAL-0780-1000 | Diode Lasers | Components | CW |  | Diode |  | 1000 | 500 | 500 | 1000 | [21 empty] | Yes | 780 | 765 | 790 | 25 | [7 empty] | 765 to 792 | [17 empty] | 2.3 | 1.5 | [7 empty] | 1.5 | 2 | [14 empty] | 1.85 | [7 empty] | Depends on Operating Conditions | [6 empty] | <1.5 |  | 10 to 12 | 45 |  |  |  | 150 x 1.2 |  |  | TM | [34 empty] | 2.5 | [9 empty] | C-Mount, DHP-inset( DHP-I), DHP-frame (DHP-F) | [25 empty] | Non-Condensing Atmosphere | 15 to 30 | [11 empty] | 20 |  | -20 to 60 | [22 empty] | Single Emitters (TA, TAL, BA) |  |  | TAL-M²<1.5 | Components | TAL-M²<1.5 | [10 empty] | Base Plate | >40 |  |  |  |  | Wire Flag |  | Customized Connector Cables | [13 empty] | TA-0780-1000 | [18 empty] | Yes | [40 empty] | DILAS | http://dilas.com/assets/media/products/DILAS_TAL-0780-1000.pdf | 2017-09-01
1328 | TAL-0780-2000 | Diode Lasers | Components | CW |  | Diode |  | 2000 | 1500 | 500 | 2000 | [21 empty] | Yes | 780 | 776 | 793 | 17 | [7 empty] | 775 to 793 | [17 empty] | 4 | 2 | [8 empty] | 2.5 |  | 3.5 | [12 empty] | 1.8 | [7 empty] | Depends on Operating Conditions | [6 empty] | <1.7 |  | 10 to 12 | 50 |  |  |  | 256 x 1.2 |  |  | TM | [34 empty] | 4.3 | [9 empty] | C-Mount, DHP-inset( DHP-I), DHP-frame (DHP-F) | [25 empty] | Non-Condensing Atmosphere | 15 to 30 | [11 empty] | 20 |  | -20 to 60 | [22 empty] | Single Emitters (TA, TAL, BA) |  |  | TAL-M²<1.7 | Components | TAL-M²<1.7 | [10 empty] | Base Plate | >40 |  |  |  |  | Wire Flag |  | Customized Connector Cables | [13 empty] | TA-0780-2000 | [18 empty] | Yes | [40 empty] | DILAS | http://dilas.com/assets/media/products/DILAS_TAL-0780-2000.pdf | 2017-09-01
1329 | TAL-0785-1000 | Diode Lasers | Components | CW |  | Diode |  | 1000 | 500 | 500 | 1000 | [21 empty] | Yes | 785 | 770 | 800 | 30 | [7 empty] | 770 to 798 | [17 empty] | 2.3 | 1.5 | [9 empty] | 1.5 | 2 | [12 empty] | 1.95 | [7 empty] | Depends on Operating Conditions | [6 empty] | <1.5 |  | 10 to 12 | 50 |  |  |  | 150 x 1.2 |  |  | TM | [34 empty] | 2.5 | [9 empty] | C-Mount, DHP-inset( DHP-I), DHP-frame (DHP-F) | [25 empty] | Non-Condensing Atmosphere | 15 to 30 | [11 empty] | 20 |  | -20 to 60 | [22 empty] | Single Emitters (TA, TAL, BA) |  |  | TAL-M²<1.5 | Components | TAL-M²<1.5 | [10 empty] | Base Plate | >40 |  |  |  |  | Wire Flag |  | Customized Connector Cables | [12 empty] | TA-0785-1000 | [19 empty] | Yes | [40 empty] | DILAS | http://dilas.com/assets/media/products/DILAS_TAL-0785-1000.pdf | 2017-09-01
1330 | TAL-0785-2000 | Diode Lasers | Components | CW |  | Diode |  | 2000 | 1500 | 500 | 2000 | [21 empty] | Yes | 785 | 779 | 790 | 11 | [7 empty] | 777 to 797 | [17 empty] | 3.5 | 2 | [8 empty] | 2.6 |  | 3.1 | [12 empty] | 1.9 | [7 empty] | Depends on Operating Conditions | [6 empty] | <1.7 |  | 10 to 12 | 50 |  |  |  | 256 x 1.2 |  |  | TM | [34 empty] | 4.3 | [9 empty] | C-Mount, DHP-inset( DHP-I), DHP-frame (DHP-F) | [25 empty] | Non-Condensing Atmosphere | 15 to 30 | [11 empty] | 20 |  | -20 to 60 | [22 empty] | Single Emitters (TA, TAL, BA) |  |  | TAL-M²<1.7 | Components | TAL-M²<1.7 | [10 empty] | Base Plate | >40 |  |  |  |  | Wire Flag |  | Customized Connector Cables | [12 empty] | TA-0785-2000 | [19 empty] | Yes | [40 empty] | DILAS | http://dilas.com/assets/media/products/DILAS_TAL-0785-2000.pdf | 2017-09-01
1331 | TAL-0795-3000 | Diode Lasers | Components | CW |  | Diode |  | 3000 | 2500 | 500 | 3000 | [21 empty] | Yes | 795 | 785 | 803 | 18 | [7 empty] | 780 to 805 | [19 empty] | 04. Mai | 2 | [9 empty] | 4.2 | [11 empty] | 1.9 | [7 empty] | Depends on Operating Conditions | [6 empty] | <1.7 |  | 10 to 12 | 50 |  |  |  | 256 x 1.4 |  |  | TE | [34 empty] | 4.3 | [9 empty] | C-Mount, DHP-inset( DHP-I), DHP-frame (DHP-F) | [25 empty] | Non-Condensing Atmosphere | 15 to 30 | [11 empty] | 20 |  | -20 to 60 | [22 empty] | Single Emitters (TA, TAL, BA) |  |  | TAL-M²<1.7 | Components | TAL-M²<1.7 | [10 empty] | Base Plate | >40 |  |  |  |  | Wire Flag |  | Customized Connector Cables | [13 empty] | TA-0795-3000 | [18 empty] | Yes | [40 empty] | DILAS | http://dilas.com/assets/media/products/DILAS_TAL-0795-3000.pdf | 2017-09-01
1332 | TAL-0800-0500 | Diode Lasers | Components | CW |  | Diode |  | 500 | [24 empty] | Yes |  | 790 | 810 | 20 | [25 empty] | 2.5 | 2 |  |  | 1.9 | [20 empty] | <1.8 | [7 empty] | Depends on Operating Conditions | [6 empty] | <1.6 |  | 17 | 45 |  |  |  | 205 x 1.3 |  |  | TM | [34 empty] | 2 | [9 empty] | C-Mount, DHP-inset( DHP-I), DHP-frame (DHP-F) | [25 empty] | Non-Condensing Atmosphere | 15 to 30 | [11 empty] | 20 |  | -20 to 60 | [22 empty] | Single Emitters (TA, TAL, BA) |  |  | TAL-M²<1.8 | Components | TAL-M²<1.8 | [10 empty] | Base Plate | >40 |  |  |  |  | Wire Flag |  | Customized Connector Cables | [13 empty] | TA-0800-0500 | [18 empty] | Yes | [40 empty] | DILAS | http://dilas.com/assets/media/products/DILAS_TAL-0800-0500.pdf | 2017-10-13
1333 | TAL-0850-2000 | Diode Lasers | Components | CW |  | Diode |  | 2000 | 1500 | 500 | 2000 | [21 empty] | Yes | 850 | 845 | 865 | 20 | [7 empty] | 842 to 872 | [19 empty] | 4 | 2 | [6 empty] | 2.5 |  | 3.5 | [12 empty] | 1.7 | [7 empty] | Depends on Operating Conditions | [6 empty] | <1.7 |  | 10 to 12 | 50 |  |  |  | 256 x 1.2 |  |  | TE | [34 empty] | 4.3 | [9 empty] | C-Mount, DHP-inset( DHP-I), DHP-frame (DHP-F) | [25 empty] | Non-Condensing Atmosphere | 15 to 30 | [11 empty] | 20 |  | -20 to 60 | [22 empty] | Single Emitters (TA, TAL, BA) |  |  | TAL-M²<1.7 | Components | TAL-M²<1.7 | [10 empty] | Base Plate | >40 |  |  |  |  | Wire Flag |  | Customized Connector Cables | [13 empty] | TA-0850-2000 | [18 empty] | Yes | [40 empty] | DILAS | http://dilas.com/assets/media/products/DILAS_TAL-0850-2000.pdf | 2017-09-01
1334 | TAL-0850-3000 | Diode Lasers | Components | CW |  | Diode |  | 3000 | 2500 | 500 | 3000 | [21 empty] | Yes | 850 | 845 | 865 | 20 | [7 empty] | 847 to 869 | [19 empty] | 5 | 2 | [8 empty] | 3.5 | 4.5 | [11 empty] | 1.7 | [7 empty] | Depends on Operating Conditions | [6 empty] | <1.7 |  | 10 to 12 | 50 |  |  |  | 256 x 1.2 |  |  | TE | [34 empty] | 4.3 | [9 empty] | C-Mount, DHP-inset( DHP-I), DHP-frame (DHP-F) | [25 empty] | Non-Condensing Atmosphere | 15 to 30 | [11 empty] | 20 |  | -20 to 60 | [22 empty] | Single Emitters (TA, TAL, BA) |  |  | TAL-M²<1.7 | Components | TAL-M²<1.7 | [10 empty] | Base Plate | >40 |  |  |  |  | Wire Flag |  | Customized Connector Cables | [13 empty] | TA-0850-3000 | [18 empty] | Yes | [40 empty] | DILAS | http://dilas.com/assets/media/products/DILAS_TAL-0850-3000.pdf | 2017-09-01
1335 | TAL-0860-3000 | Diode Lasers | Components | CW |  | Diode |  | 3000 | 2500 | 500 | 3000 | [21 empty] | Yes | 860 | 853 | 870 | 17 | [7 empty] | 845 to 872 | [19 empty] | 5 | 2 | [8 empty] | 3.5 | 4.5 | [11 empty] | 1.8 | [7 empty] | Depends on Operating Conditions | [6 empty] | <1.7 |  | 10 to 12 | 50 |  |  |  | 256 x 1.2 |  |  | TE | [34 empty] | 5 | [9 empty] | C-Mount, DHP-inset( DHP-I), DHP-frame (DHP-F) | [25 empty] | Non-Condensing Atmosphere | 15 to 30 | [11 empty] | 20 |  | -20 to 60 | [22 empty] | Single Emitters (TA, TAL, BA) |  |  | TAL-M²<1.7 | Components | TAL-M²<1.7 | [10 empty] | Base Plate | >40 |  |  |  |  | Wire Flag |  | Customized Connector Cables | [12 empty] | TA-0860-3000 | [19 empty] | Yes | [40 empty] | DILAS | http://dilas.com/assets/media/products/DILAS_TAL-0860-3000.pdf | 2017-09-01
1336 | TAL-0870-2000 | Diode Lasers | Components | CW |  | Diode |  | 2000 | [24 empty] | Yes |  | 865 | 880 | 15 | [7 empty] | 858 to 888 | [17 empty] | 3.5 | 2 | [8 empty] | 2.6 | 3.1 | [13 empty] | <1.7 | [7 empty] | Depends on Operating Conditions | [6 empty] | <1.7 |  | 10 to 12 | 50 |  |  |  | 256 x 1.2 |  |  | TE | [34 empty] | 4.3 | [9 empty] | C-Mount, DHP-inset( DHP-I), DHP-frame (DHP-F) | [25 empty] | Non-Condensing Atmosphere | 15 to 30 | [11 empty] | 20 |  | -20 to 60 | [22 empty] | Single Emitters (TA, TAL, BA) |  |  | TAL-M²<1.7 | Components | TAL-M²<1.7 | [10 empty] | Base Plate | >40 |  |  |  |  | Wire Flag |  | Customized Connector Cables | [13 empty] | TA-0870-1500 | [18 empty] | Yes | [40 empty] | DILAS | http://dilas.com/assets/media/products/DILAS_TAL-0870-2000.pdf | 2017-09-01
1337 | TAL-0890-2000 | Diode Lasers | Components | CW |  | Diode |  | 2000 | 1500 | 500 | 2000 | [21 empty] | Yes | 890 | 884 | 898 | 14 | [7 empty] | 883 to 900 | [17 empty] | 3.5 | 2 | [8 empty] | 2 |  | 3.1 | [12 empty] | 1.7 | [7 empty] | Depends on Operating Conditions | [6 empty] | <1.7 |  | 10 to 12 | 50 |  |  |  | 256 x 1.2 |  |  | TE | [34 empty] | 4.3 | [9 empty] | C-Mount, DHP-inset( DHP-I), DHP-frame (DHP-F) | [25 empty] | Non-Condensing Atmosphere | 15 to 30 | [11 empty] | 20 |  | -20 to 60 | [22 empty] | Single Emitters (TA, TAL, BA) |  |  | TAL-M²<1.7 | Components | TAL-M²<1.7 | [10 empty] | Base Plate | >40 |  |  |  |  | Wire Flag |  | Customized Connector Cables | [13 empty] | TA-0890-2000 | [18 empty] | Yes | [40 empty] | DILAS | http://dilas.com/assets/media/products/DILAS_TAL-0890-2000.pdf | 2017-09-01
1338 | TAL-0890-3000 | Diode Lasers | Components | CW |  | Diode |  | 3000 | 2500 | 500 | 3000 | [21 empty] | Yes | 890 | 878 | 903 | 25 | [7 empty] | 875 to 907 | [19 empty] | 5 | 2 | [8 empty] | 3.5 | 4.5 | [11 empty] | 1.6 | [7 empty] | Depends on Operating Conditions | [6 empty] | <1.7 |  | 10 to 12 | 50 |  |  |  | 306 x 1.2 |  |  | TE | [34 empty] | 5 | [9 empty] | C-Mount, DHP-inset( DHP-I), DHP-frame (DHP-F) | [25 empty] | Non-Condensing Atmosphere | 15 to 30 | [11 empty] | 20 |  | -20 to 60 | [22 empty] | Single Emitters (TA, TAL, BA) |  |  | TAL-M²<1.7 | Components | TAL-M²<1.7 | [10 empty] | Base Plate | >40 |  |  |  |  | Wire Flag |  | Customized Connector Cables | [13 empty] | TA-0890-3000 | [18 empty] | Yes | [40 empty] | DILAS | http://dilas.com/assets/media/products/DILAS_TAL-0890-3000.pdf | 2017-09-01
1339 | TAL-0920-1000 | Diode Lasers | Components | CW |  | Diode |  | 1000 | 500 | 500 | 1000 | [21 empty] | Yes | 920 | 895 | 935 | 40 | [7 empty] | 870 to 935 | [17 empty] | 2.6 | 3 | [8 empty] | 1.8 | [14 empty] | 1.7 | [7 empty] | Depends on Operating Conditions | [6 empty] | <1.5 |  | 10 to 12 | 45 |  |  |  | 150 x 1.4 |  |  | TE | [34 empty] | 2.5 | [9 empty] | C-Mount, DHP-inset( DHP-I), DHP-frame (DHP-F) | [25 empty] | Non-Condensing Atmosphere | 15 to 30 | [11 empty] | 20 |  | -20 to 60 | [22 empty] | Single Emitters (TA, TAL, BA) |  |  | TAL-M²<1.5 | Components | TAL-M²<1.5 | [10 empty] | Base Plate | >40 |  |  |  |  | Wire Flag |  | Customized Connector Cables | [13 empty] | TA-0920-1000 | [18 empty] | Yes | [40 empty] | DILAS | http://dilas.com/assets/media/products/DILAS_TAL-0920-1000.pdf | 2017-09-01
1340 | TAL-0920-2000 | Diode Lasers | Components | CW |  | Diode |  | 2000 | 1500 | 500 | 2000 | [21 empty] | Yes | 920 | 910 | 930 | 20 | [7 empty] | 895 to 940 | [17 empty] | 3.5 | 4 | [8 empty] | 2.5 | [14 empty] | 1.7 | [7 empty] | Depends on Operating Conditions | [6 empty] | <1.7 |  | 10 to 12 | 45 |  |  |  | 256 x 1.4 |  |  | TE | [34 empty] | 2.5 | [9 empty] | C-Mount, DHP-inset (DHP-I), DHP-frame (DHP-F) | [25 empty] | Non-Condensing Atmosphere | 15 to 30 | [11 empty] | 20 |  | -20 to 60 | [22 empty] | Single Emitters (TA, TAL, BA) |  |  | TAL-M²<1.7 | Components | TAL-M²<1.7 | [10 empty] | Base Plate | >40 |  |  |  |  | Wire Flag |  | Customized Connector Cables | [13 empty] | TA-0920-1000 | [18 empty] | Yes | [40 empty] | DILAS | http://dilas.com/assets/media/products/DILAS_TAL-0920-1000.pdf | 2017-09-01
1341 | TAL-0950-2000 | Diode Lasers | Components | CW |  | Diode |  | 2000 | 1500 | 500 | 2000 | [21 empty] | Yes | 950 | 935 | 965 | 30 | [7 empty] | 930 to 970 | [17 empty] | 4 | 2 | [8 empty] | 2.4 |  | 3.5 | [12 empty] | 1.65 | [7 empty] | Depends on Operating Conditions | [6 empty] | <1.7 |  | 11 | 45 |  |  |  | 256 x 1.3 |  |  | TE | [34 empty] | 4.3 | [9 empty] | C-Mount, DHP-inset( DHP-I), DHP-frame (DHP-F) | [25 empty] | Non-Condensing Atmosphere | 15 to 30 | [11 empty] | 20 |  | -20 to 60 | [22 empty] | Single Emitters (TA, TAL, BA) |  |  | TAL-M²<1.7 | Components | TAL-M²<1.7 | [10 empty] | Base Plate | >40 |  |  |  |  | Wire Flag |  | Customized Connector Cables | [13 empty] | TA-0950-2000 | [18 empty] | Yes | [40 empty] | DILAS | http://dilas.com/assets/media/products/DILAS_TAL-0950-2000.pdf | 2017-09-01
1342 | TAL-0976-2000 | Diode Lasers | Components | CW |  | Diode |  | 2000 | 1500 | 500 | 2000 | [21 empty] | Yes | 976 | 965 | 990 | 25 | [7 empty] | 955 to 995 | [17 empty] | 3.5 | 2 | [9 empty] | 2.3 | 3.3 | [12 empty] | 1.5 | [7 empty] | Depends on Operating Conditions | [6 empty] | <1.7 |  | 10 to 12 | 50 |  |  |  | 256 x 1.4 |  |  | TE | [34 empty] | 4.3 | [9 empty] | C-Mount, DHP-inset( DHP-I), DHP-frame (DHP-F) | [25 empty] | Non-Condensing Atmosphere | 15 to 30 | [11 empty] | 20 |  | -20 to 60 | [22 empty] | Single Emitters (TA, TAL, BA) |  |  | TAL-M²<1.7 | Components | TAL-M²<1.7 | [10 empty] | Base Plate | >40 |  |  |  |  | Wire Flag |  | Customized Connector Cables | [13 empty] | TA-0976-2000 | [18 empty] | Yes | [40 empty] | DILAS | http://dilas.com/assets/media/products/DILAS_TAL-0976-2000.pdf | 2017-09-01
1343 | TAL-0976-3000 | Diode Lasers | Components | CW |  | Diode |  | 3000 | 2500 | 500 | 3000 | [21 empty] | Yes | 976 | 965 | 985 | 20 | [7 empty] | 957 to 987 | [17 empty] | 5 | 2.5 | [10 empty] | 3.5 | 4.5 | [11 empty] | 1.5 | [7 empty] | Depends on Operating Conditions | [6 empty] | <1.7 |  | 10 to 12 | 50 |  |  |  | 306 x 1.4 |  |  | TE | [34 empty] | 5 | [9 empty] | C-Mount, DHP-inset (DHP-I), DHP-frame (DHP-F) | [25 empty] | Non-Condensing Atmosphere | 15 to 30 | [11 empty] | 20 |  | -20 to 60 | [22 empty] | Single Emitters (TA, TAL, BA) |  |  | TAL-M²<1.7 | Components | TAL-M²<1.7 | [10 empty] | Base Plate | >40 |  |  |  |  | Wire Flag |  | Customized Connector Cables | [13 empty] | TA-0976-3000 | [18 empty] | Yes | [40 empty] | DILAS | http://dilas.com/assets/media/products/DILAS_TAL-0976-3000.pdf | 2017-09-01
1344 | TAL-1010-2000 | Diode Lasers | Components | CW |  | Diode |  | 2000 | 1500 | 500 | 2000 | [21 empty] | Yes | 1010 | 1000 | 1025 | 25 | [7 empty] | 990 to 1030 | [17 empty] | 6 | 3 | [9 empty] | 4.7 | 5.3 | [12 empty] | 1.6 | [7 empty] | Depends on Operating Conditions | [6 empty] | <1.7 |  | 10 to 12 | 50 |  |  |  | 256 x 1.4 |  |  | TE | [34 empty] | 4.3 | [9 empty] | C-Mount, DHP-inset (DHP-I), DHP-frame (DHP-F) | [25 empty] | Non-Condensing Atmosphere | 15 to 30 | [11 empty] | 20 |  | -20 to 60 | [22 empty] | Single Emitters (TA, TAL, BA) |  |  | TAL-M²<1.7 | Components | TAL-M²<1.7 | [10 empty] | Base Plate | >40 |  |  |  |  | Wire Flag |  | Customized Connector Cables | [11 empty] | TA-1010-2000 | [20 empty] | Yes | [40 empty] | DILAS | http://dilas.com/assets/media/products/DILAS_TAL-1010-2000.pdf | 2017-09-01
1345 | TAL-1060-2000 | Diode Lasers | Components | CW |  | Diode |  | 2000 | 1500 | 500 | 2000 | [21 empty] | Yes | 1060 | 1037 | 1068 | 31 | [7 empty] | 1038 to 1070 | [17 empty] | 4 | 2 | [6 empty] | 2.2 |  | 3.3 | [14 empty] | 1.7 | [7 empty] | Depends on Operating Conditions | [6 empty] | <1.7 | [6 empty] | 256 x 1.4 |  |  | TE | [34 empty] | 4.3 | [9 empty] | C-Mount, DHP-inset (DHP-I), DHP-frame (DHP-F) | [25 empty] | Non-Condensing Atmosphere | 15 to 30 | [11 empty] | 20 |  | -20 to 60 | [22 empty] | Single Emitters (TA, TAL, BA) |  |  | TAL-M²<1.7 | Components | TAL-M²<1.7 | [10 empty] | Base Plate | >40 |  |  |  |  | Wire Flag |  | Customized Connector Cables | [13 empty] | TA-1060-2000 | [18 empty] | Yes | [40 empty] | DILAS | http://dilas.com/assets/media/products/DILAS_TAL-1060-2000.pdf | 2017-09-01
1346 | Vstack | Diode Lasers | Components |  |  | Diode |  |  | 9975000 | 25000 | 10000000 | [21 empty] | Yes | Near IR - IR | 700 | 1000 | 300 | <=5 | <=5 | [48 empty] | <=2 | [133 empty] | Vertical Stacked |  |  |  | Components | [93 empty] | DILAS |  | 2017-11-03
1347 | VStack C3N-VO51 808nm | Diode Lasers | Components | QCW |  | Diode |  | 250000 | 4750000 | 250000 | 5000000 | [11 empty] | 250 |  |  |  | >55 | [5 empty] | Yes | 808 | 700 | 899 | 199 | 3 | 3 | [7 empty] | <5 | 0.27 | [18 empty] | <250 |  |  | <26 | [15 empty] | <2 |  | 2 | [61 empty] | 28.8 x 14.8 x 8.2 | [37 empty] | 20 to 35 | [7 empty] | >20 |  |  | 0 to 55 | [22 empty] | Vertical Stacked |  | Multi Bar | C3N-VO51 | Components | Up to 8 Bars | [13 empty] | 1700 | [13 empty] | 70 | <8 | [5 empty] | 2 | [8 empty] | up to 8 | [11 empty] | >1.25 | <10 | [35 empty] | DILAS | http://dilas.com/assets/media/products/DILAS_VStack_C3N-VO51_808nm.pdf | 2017-09-01
1348 | VStack C3N-VO51 940nm | Diode Lasers | Components | QCW |  | Diode |  | 300000 | 4750000 | 250000 | 5000000 | [11 empty] | 300 |  |  |  | >55 | [5 empty] | Yes | 940 | 900 | 1000 | 100 | 3 | 3 | [7 empty] | <5 | 0.31 | [18 empty] | <300 |  |  | <26 | [15 empty] | <2 |  | 2 | [61 empty] | 28.8 x 14.8 x 8.2 | [37 empty] | 20 to 25 | [7 empty] | >20 |  |  | 0 to 55 | [22 empty] | Vertical Stacked |  | Multi Bar | C3N-VO51 | Components | Up to 8 Bars | [13 empty] | 1700 | [13 empty] | 70 | <8 | [14 empty] | up to 8 | [11 empty] | >1.25 | <10 | [35 empty] | DILAS | http://dilas.com/assets/media/products/DILAS_VStack_C3N-VO51_940nm.pdf | 2017-09-01
1349 | VStack C3N-VO68 808nm | Diode Lasers | Components | QCW |  | Diode |  | 60000 | 4750000 | 250000 | 5000000 | [11 empty] | <60 |  |  |  | >50 | [5 empty] | Yes | 808 | 700 | 899 | 199 | 3 | 3 | [7 empty] | <4 | 0.28 | [18 empty] | <100 |  |  | <22 | [15 empty] | <2 |  | 2 | [61 empty] | 28.8 x 14.8 x 8.2 | [37 empty] | 20 to 35 |  |  |  |  | 20 | 20 |  |  |  |  | 0 to 55 | [22 empty] | Vertical Stacked |  | Multi Bar | C3N-VO68 | Components | Up to 8 Bars | [13 empty] | 1700 | [13 empty] | 60 | <8 | [14 empty] | 8 | [11 empty] | >1.2 | <12 | [35 empty] | DILAS | http://dilas.com/assets/media/products/DILAS_VStack_C3N-VO68_808nm.pdf | 2017-09-01
1350 | VStack C3N-VO68 940nm 175W | Diode Lasers | Components | QCW |  | Diode |  | 175000 | 4750000 | 250000 | 5000000 | [11 empty] | <175 |  |  |  | >50 | [5 empty] | Yes | 940 | 900 | 1000 | 100 | 5 | 5 | [7 empty] | <6 | 0.3 | [18 empty] | <220 |  |  | <22 | [15 empty] | <2 |  | 2 | [61 empty] | 28.8 x 14.8 x 8.2 | [37 empty] | 20 to 35 |  |  |  |  | 60 | 20 |  |  |  |  | 0 to 55 | [22 empty] | Vertical Stacked |  | Multi Bar | C3N-VO68 | Components | Up to 8 Bars | [13 empty] | 1700 | [13 empty] | 60 | <8 | [14 empty] | 8 | [11 empty] | >1.2 | <12 | [35 empty] | DILAS | http://dilas.com/assets/media/products/DILAS_VStack_C3N-VO68_940nm.pdf | 2017-09-01
1351 | VStack EB 808nm | Diode Lasers | Components | CW |  | Diode |  | 40000 | 225000 | 25000 | 250000 | [11 empty] | 40 |  |  |  | >40 | [5 empty] | Yes | 808 | 801 | 899 | 98 | 5 | 5 | [7 empty] | <3 | 0.27 | [18 empty] | 50 |  |  | <10 | [15 empty] | <1.9 |  | 1.9 | [99 empty] | 20 to 30 | [10 empty] | 0 to 55 | [22 empty] | Vertical Stacked |  | Multi Bar | EB | Components | [27 empty] | 10 | [16 empty] | 1 to 5 | [11 empty] | >0.9 |  | 20 | [34 empty] | DILAS | http://dilas.com/assets/media/products/DILAS_VStack_EB_808nm.pdf | 2017-09-01
1352 | VStack EB 940nm | Diode Lasers | Components | CW |  | Diode |  | 40000 | 225000 | 25000 | 250000 | [11 empty] | <175 |  |  |  | >50 | [5 empty] | Yes | 940 | 900 | 1000 | 100 | 5 | 5 | [7 empty] | <6 | 0.3 | [18 empty] | <220 |  |  | <22 | [15 empty] | <2 |  | 1.8 | [99 empty] | 20 to 35 |  |  |  |  | 60 | 20 |  |  |  |  | 0 to 55 | [22 empty] | Vertical Stacked |  | Multi Bar | EB | Components | [14 empty] | 1700 | [13 empty] | 60 | <8 | [5 empty] | up to 20 | [8 empty] | 8 | [11 empty] | >1.2 | <12 | [35 empty] | DILAS | http://dilas.com/assets/media/products/DILAS_VStack_EB_940nm.pdf | 2017-09-01
1353 | VStack EN-AuSn-Multi-B 9xxnm | Diode Lasers | Components | CW |  | Diode |  | 150000 | 9920000 | 80000 | 10000000 | [11 empty] | 150 |  |  |  | >60 | [5 empty] | Yes | 980 | 900 | 1000 | 100 | 5 | 5 | [7 empty] | <6 | 0.31 to 0.38 | [18 empty] | <160 |  |  | <16 to <21 | [15 empty] | <1.8 |  | 1.8 | [99 empty] | 20 to 30 | [10 empty] | 0 to 55 | [22 empty] | Vertical Stacked |  | Single Bars | EN-AuSn | Components | Unhoused | [14 empty] | 2.4 | [10 empty] | <75 | [17 empty] | Up to 30 bars | [11 empty] | >1.08 | 8 | [35 empty] | DILAS | http://dilas.com/assets/media/products/DILAS_VStack_EN-AuSn-Multi-B_9xxnm.pdf | 2017-09-01
1354 | VStack EN-AuSn-SB 9xxnm 980 | Diode Lasers | Components | CW |  | Diode |  | 150000 | 170000 | 80000 | 250000 | [11 empty] | 150 |  |  |  | >60 | [5 empty] | Yes | 980 | 900 | 1000 | 100 | 5 | 5 | [7 empty] | <6 | 0.31 to 0.38 | [18 empty] | <160 |  |  | <16 to <21 | [15 empty] | <1.8 |  | 1.8 | [11 empty] | 10 x 0.8 | [87 empty] | 20 to 30 | [10 empty] | 0 to 55 | [22 empty] | Vertical Stacked |  | Single Bars | EN-AuSn | Components | Single Bar | [25 empty] | <75 | [17 empty] | 1 | [11 empty] | >1.08 | <8 | [35 empty] | DILAS | http://dilas.com/assets/media/products/DILAS_VStack_EN-AuSn-SB_9xxnm.pdf | 2017-09-01
1355 | VStack EN-Frameless 808nm 50W | Diode Lasers | Components | CW |  | Diode |  | 50000 | 975000 | 25000 | 1000000 | [11 empty] | 50 |  |  |  | >46 | [5 empty] | Yes | 808 | 801 | 899 | 98 | 3 | 3 | [7 empty] | <3 | 0.27 | [18 empty] | <55 |  |  | <16 | [17 empty] | 1.8 | [11 empty] | 10 x 0.8 | [49 empty] | 50.4 x 32.2 x 12 | [37 empty] | 20 to 30 | [10 empty] | 0 to 55 | [22 empty] | Vertical Stacked |  | Multi Bar | EN-Frameless | Components | Unhoused | [13 empty] | approx. 1900 | [11 empty] | <70 | [17 empty] | 1 to 30 | [11 empty] | >1.14 | 8 | [35 empty] | DILAS | http://dilas.com/assets/media/products/DILAS_VStack_EN-Frameless_808nm.pdf | 2017-09-01
1356 | VStack EN-Frameless 808nm 80W | Diode Lasers | Components | CW |  | Diode |  | 80000 | 975000 | 25000 | 1000000 | [11 empty] | 80 |  |  |  | >48 | [5 empty] | Yes | 808 | 801 | 899 | 98 | 3 | 3 | [7 empty] | <3 | 0.27 | [18 empty] | <90 |  |  | <16 | [17 empty] | 1.8 | [11 empty] | 10 x 0.8 | [49 empty] | 50.4 x 32.2 x 12 | [37 empty] | 20 to 30 | [10 empty] | 0 to 55 | [22 empty] | Vertical Stacked |  | Multi Bar | EN-Frameless | Components | Unhoused | [13 empty] | approx. 1900 | [11 empty] | <70 | [17 empty] | 1 to 30 | [11 empty] | >1.14 | 8 | [35 empty] | DILAS | http://dilas.com/assets/media/products/DILAS_VStack_EN-Frameless_808nm.pdf | 2017-09-01
1357 | VStack EN-Frameless 808nm 150W | Diode Lasers | Components | QCW |  | Diode |  | 150000 | 4750000 | 250000 | 5000000 | [11 empty] | 150 |  |  |  | >55 | [5 empty] | Yes | 808 | 801 | 899 | 98 | 3 | 3 | [7 empty] | <6 | 0.27 | [18 empty] | 150 |  |  | <20 | [17 empty] | 1.8 | [11 empty] | 10 x 0.8 | [49 empty] | 50.4 x 32.2 x 12 | [37 empty] | 20 to 30 | [10 empty] | 0 to 55 | [22 empty] | Vertical Stacked |  | Multi Bar | EN-Frameless | Components | Unhoused | [13 empty] | approx. 1900 | [11 empty] | 65 | [17 empty] | 1 to 30 | [11 empty] | >1.2 | 12 | [35 empty] | DILAS | http://dilas.com/assets/media/products/DILAS_VStack_EN-Frameless_808nm.pdf | 2017-09-01
1358 | VStack EN-Frameless 808nm 250W | Diode Lasers | Components | QCW |  | Diode |  | 250000 | 4750000 | 250000 | 5000000 | [11 empty] | 250 |  |  |  | >58 | [5 empty] | Yes | 808 | 801 | 899 | 98 | 3 | 3 | [7 empty] | <6 | 0.27 | [18 empty] | 230 |  |  | <29 | [17 empty] | 1.9 | [11 empty] | 10 x 0.8 | [49 empty] | 50.4 x 32.2 x 12 | [37 empty] | 20 to 30 | [10 empty] | 0 to 55 | [22 empty] | Vertical Stacked |  | Multi Bar | EN-Frameless | Components | Unhoused | [13 empty] | approx. 1900 | [11 empty] | 65 | [17 empty] | 1 to 30 | [11 empty] | >1.2 | 12 | [35 empty] | DILAS | http://dilas.com/assets/media/products/DILAS_VStack_EN-Frameless_808nm.pdf | 2017-09-01
1359 | VStack EN-Frameless 88xnm | Diode Lasers | Components | CW |  | Diode |  | 80000 | 9920000 | 80000 | 10000000 | [11 empty] | 80 |  |  |  | >60 | [5 empty] | Yes | 880 | 861 | 899 | 38 | 3 | 3 | [7 empty] | <5 | 0.3 | [18 empty] | <80 |  |  | <16 | [17 empty] | 1.8 | [11 empty] | 10 x 0.8 | [49 empty] | 50.4 x 32.2 x 12 | [37 empty] | 20 to 30 | [10 empty] | 0 to 55 | [22 empty] | Vertical Stacked |  | Multi Bar | EN-Frameless | Components | Unhoused | [13 empty] | approx. 1900 | [11 empty] | <60 | [17 empty] | 1 to 30 | [11 empty] | >1.15 | 8 | [35 empty] | DILAS | http://dilas.com/assets/media/products/DILAS_VStack_EN-Frameless_88xnm.pdf | 2017-09-01
1360 | VStack EN-Frameless 9xxnm 980nm 50W | Diode Lasers | Components | CW |  | Diode |  | 50000 | 9920000 | 80000 | 10000000 | [11 empty] | <1.8 |  |  |  | >52 | [5 empty] | Yes | 980 | 900 | 1000 | 100 | 5 | 5 | [7 empty] | <5 | 0.27 | [18 empty] | <60 |  |  | <13 | [17 empty] | 1.8 | [11 empty] | 10 x 0.8 | [87 empty] | 20 to 30 | [10 empty] | 0 to 55 | [22 empty] | Vertical Stacked |  | Multi Bar | EN-Frameless | Components | Unhoused | [13 empty] | approx. 1900 | [11 empty] | <70 | [17 empty] | 1 to 70 | [11 empty] | >1.05 | 8 | [35 empty] | DILAS | http://dilas.com/assets/media/products/DILAS_VStack_EY-Housed_9xxnm.pdf | 2017-09-01
1361 | VStack EN-Frameless 9xxnm 980nm 80W | Diode Lasers | Components | CW |  | Diode |  | 80000 | 9920000 | 80000 | 10000000 | [11 empty] | <1.8 |  |  |  | >52 | [5 empty] | Yes | 980 | 900 | 1000 | 100 | 5 | 5 | [7 empty] | <5 | 0.27 | [18 empty] | <95 |  |  | <20 | [17 empty] | 1.8 | [11 empty] | 10 x 0.8 | [87 empty] | 20 to 30 | [10 empty] | 0 to 55 | [22 empty] | Vertical Stacked |  | Multi Bar | EN-Frameless | Components | Unhoused | [13 empty] | approx. 1900 | [11 empty] | <70 | [17 empty] | 1 to 70 | [11 empty] | >1.05 | 8 | [35 empty] | DILAS | http://dilas.com/assets/media/products/DILAS_VStack_EY-Housed_9xxnm.pdf | 2017-09-01
1362 | VStack EN-SB 808nm 50W | Diode Lasers | Components | CW |  | Diode |  | 50000 | 55000 | 25000 | 80000 | [11 empty] | 50 |  |  |  | >46 | [5 empty] | Yes | 808 | 801 | 899 | 98 | 3 | 3 | [7 empty] | <3 | 0.27 | [18 empty] | <60 |  |  | <16 | [17 empty] | 1.8 | [11 empty] | 10 x 0.8 | [87 empty] | 20 to 30 | [10 empty] | 0 to 55 | [22 empty] | Vertical Stacked |  | Single Bars | EN-SB | Components | Single Bar | [25 empty] | <70 | [17 empty] | 1 | [11 empty] | >1.14 | 8 | [35 empty] | DILAS | http://dilas.com/assets/media/products/DILAS_VStack_EN-SB_808nm.pdf | 2017-09-01
1363 | VStack EN-SB 808nm 80W | Diode Lasers | Components | CW |  | Diode |  | 80000 | 55000 | 25000 | 80000 | [11 empty] | 80 |  |  |  | >48 | [5 empty] | Yes | 808 | 801 | 899 | 98 | 3 | 3 | [7 empty] | <3 | 0.27 | [18 empty] | <90 |  |  | <17 | [17 empty] | 1.8 | [11 empty] | 10 x 0.8 | [87 empty] | 20 to 30 | [10 empty] | 0 to 55 | [22 empty] | Vertical Stacked |  | Single Bars | EN-SB | Components | Single Bar | [25 empty] | <70 | [17 empty] | 1 | [11 empty] | >1.14 | 8 | [35 empty] | DILAS | http://dilas.com/assets/media/products/DILAS_VStack_EN-SB_808nm.pdf | 2017-09-01
1364 | VStack EN-SB 808nm 150W | Diode Lasers | Components | QCW |  | Diode |  | 150000 | 170000 | 80000 | 250000 | [11 empty] | 150 |  |  |  | >55 | [5 empty] | Yes | 808 | 801 | 899 | 98 | 3 | 3 | [7 empty] | <6 | 0.27 | [18 empty] | <150 |  |  | <20 | [17 empty] | 1.8 | [11 empty] | 10 x 0.8 | [87 empty] | 20 to 30 | [10 empty] | 0 to 55 | [22 empty] | Vertical Stacked |  | Multi Bar | EN-SB | Components | Single Bar | [25 empty] | 65 | [17 empty] | 1 | [11 empty] | >1.2 | 12 | [35 empty] | DILAS | http://dilas.com/assets/media/products/DILAS_VStack_EN-SB_808nm.pdf | 2017-09-01
1365 | VStack EN-SB 808nm 250W | Diode Lasers | Components | QCW |  | Diode |  | 250000 | 420000 | 80000 | 500000 | [11 empty] | 250 |  |  |  | >58 | [5 empty] | Yes | 808 | 801 | 899 | 98 | 3 | 3 | [7 empty] | <6 | 0.27 | [18 empty] | 230 |  |  | <30 | [17 empty] | 1.9 | [11 empty] | 10 x 0.8 | [87 empty] | 20 to 30 | [10 empty] | 0 to 55 | [22 empty] | Vertical Stacked |  | Single Bars | EN-SB | Components | Single Bar | [25 empty] | 72 | [17 empty] | 1 | [11 empty] | >1.2 | 13 | [35 empty] | DILAS | http://dilas.com/assets/media/products/DILAS_VStack_EN-SB_808nm.pdf | 2017-09-01
1366 | VStack EN-SB 88xnm 880nm | Diode Lasers | Components | CW |  | Diode |  | 80000 | 225000 | 25000 | 250000 | [11 empty] | 80 |  |  |  | >60 | [5 empty] | Yes | 880 | 861 | 899 | 38 | 3 | 3 | [7 empty] | <5 | 0.3 | [18 empty] | <80 |  |  | <16 | [17 empty] | 1.8 | [11 empty] | 10 x 0.8 | [87 empty] | 20 to 30 | [10 empty] | 0 to 55 | [22 empty] | Vertical Stacked |  | Single Bars | EN-SB | Components | Single Bar | [25 empty] | <60 | [17 empty] | 1 | [11 empty] | >1.15 | 8 | [35 empty] | DILAS | http://dilas.com/assets/media/products/DILAS_VStack_EN-SB_88xnm.pdf | 2017-09-01
1367 | VStack_EN-SB_9xxnm | Diode Lasers | Components | CW |  | Diode |  | 80000 | 225000 | 25000 | 250000 | [11 empty] | 50 |  |  |  | >52 | [5 empty] | Yes | 980 | 961 | 1000 | 39 | 5 | 5 | [7 empty] | <5 | 0.31 to 0.38 | [18 empty] | <60 |  |  | <13 | [17 empty] | 1.8 | [11 empty] | 10 x 0.8 | [87 empty] | 20 to 30 | [10 empty] | 0 to 55 | [22 empty] | Vertical Stacked |  |  | EN-SB | Components | Single Bar | [25 empty] | <75 | [17 empty] | 1 | [11 empty] | >1.05 | 8 | [35 empty] | DILAS | http://dilas.com/assets/media/products/DILAS_VStack_EN-SB_9xxnm.pdf | 2017-09-01
1368 | VStack_EN-SB_9xxnm | Diode Lasers | Components | CW |  | Diode |  | 50000 | 55000 | 25000 | 80000 | [11 empty] | 80 |  |  |  | >52 | [5 empty] | Yes | 980 | 961 | 1000 | 39 | 5 | 5 | [7 empty] | <5 | 0.31 to 0.38 | [18 empty] | <95 |  |  | <20 | [17 empty] | 1.8 | [11 empty] | 10 x 0.8 | [87 empty] | 20 to 30 | [10 empty] | 0 to 55 | [22 empty] | Vertical Stacked |  |  | EN-SB | Components | Single Bar | [25 empty] | <70 | [17 empty] | 1 | [11 empty] | >1 | 8 | [35 empty] | DILAS | http://dilas.com/assets/media/products/DILAS_VStack_EN-SB_9xxnm.pdf | 2017-09-01
1369 | VStack EY-DPAL 766nm | Diode Lasers | Components | CW |  | Diode |  | 40000 | 9920000 | 80000 | 10000000 | [11 empty] | 40 |  |  |  | >52 | [5 empty] | Yes | 766 | 701 | 800 | 99 | 3 | 3 | [7 empty] | <5 | [19 empty] | <=40 |  |  | <12 | [17 empty] | 1.9 | [61 empty] | 68 x 11.45 x 68 | [37 empty] | 20 to 30 | [10 empty] | 0 to 55 | [22 empty] | Vertical Stacked |  | Multi Bar | EY-DPAL | Components | [26 empty] | <60 | [17 empty] | 20 | [11 empty] | >1.17 | <8 | [35 empty] | DILAS | http://dilas.com/assets/media/products/DILAS_VStack_EY-DPAL_766nm.pdf | 2017-09-01
1370 | VStack EY-DPAL 780nm | Diode Lasers | Components | CW |  | Diode |  | 50000 | 9920000 | 80000 | 10000000 | [11 empty] | 50 |  |  |  | >58 | [5 empty] | Yes | 780 | 701 | 800 | 99 | 3 | 3 | [7 empty] | <5 | [19 empty] | <=50 |  |  | <7.5 | [17 empty] | 1.9 | [61 empty] | 68 x 11.45 x 68 | [37 empty] | 20 to 30 | [10 empty] | 0 to 55 | [22 empty] | Vertical Stacked |  | Multi Bar | EY-DPAL | Components | [26 empty] | <60 | [17 empty] | 20 | [11 empty] | >1.25 | <8 | [35 empty] | DILAS | http://dilas.com/assets/media/products/DILAS_VStack_EY-DPAL_780nm.pdf | 2017-09-01
1371 | VStack EY-DPAL 852nm | Diode Lasers | Components | CW |  | Diode |  | 80000 | 9920000 | 80000 | 10000000 | [11 empty] | 80 |  |  |  | >58 | [5 empty] | Yes | 852 | 831 | 860 | 29 | 3 | 3 | [7 empty] | <5 | [19 empty] | <=80 |  |  | <11 | [17 empty] | 1.8 | [61 empty] | 68 x 11.45 x 68 | [37 empty] | 20 to 30 | [10 empty] | 0 to 55 | [22 empty] | Vertical Stacked |  | Multi Bar | EY-DPAL | Components | [26 empty] | <60 | [17 empty] | 20 | [11 empty] | >1.19 | <8 | [35 empty] | DILAS | http://dilas.com/assets/media/products/DILAS_VStack_EY-DPAL_852nm.pdf | 2017-09-01
1372 | VStack EY-Housed 808nm 50W | Diode Lasers | Components | CW |  | Diode |  | 50000 | 9920000 | 80000 | 10000000 | [11 empty] | 50 |  |  |  | >46 | [5 empty] | Yes | 808 | 801 | 899 | 98 | 3 | 3 | [7 empty] | <3 | 0.27 | [18 empty] | <55 |  |  | <16 | [17 empty] | 1.8 | [11 empty] | 10 x 0.8 | [87 empty] | 20 to 30 | [10 empty] | 0 to 55 | [22 empty] | Vertical Stacked |  | Multi Bar | EY-Housed | Components | Housed | [25 empty] | <70 | [17 empty] | 1 to 70 | [11 empty] | >1.14 | 8 | [35 empty] | DILAS | http://dilas.com/assets/media/products/DILAS_VStack_EY-Housed_808nm.pdf | 2017-09-01
1373 | VStack EY-Housed 808nm 80W | Diode Lasers | Components | CW |  | Diode |  | 80000 | 9920000 | 80000 | 10000000 | [11 empty] | 80 |  |  |  | >48 | [5 empty] | Yes | 808 | 801 | 899 | 98 | 3 | 3 | [7 empty] | <3 | 0.27 | [18 empty] | <90 |  |  | <16 | [17 empty] | 1.8 | [11 empty] | 10 x 0.8 | [87 empty] | 20 to 30 | [10 empty] | 0 to 55 | [22 empty] | Vertical Stacked |  | Multi Bar | EY-Housed | Components | Housed | [25 empty] | <70 | [17 empty] | 1 to 70 | [11 empty] | >1.14 | 8 | [35 empty] | DILAS | http://dilas.com/assets/media/products/DILAS_VStack_EY-Housed_808nm.pdf | 2017-09-01
1374 | VStack EY-Housed 808nm 150W | Diode Lasers | Components | QCW |  | Diode |  | 150000 | 4750000 | 250000 | 5000000 | [11 empty] | 150 |  |  |  | >55 | [5 empty] | Yes | 808 | 801 | 899 | 98 | 3 | 3 | [7 empty] | <6 | 0.27 | [18 empty] | 150 |  |  | <20 | [17 empty] | 1.8 | [11 empty] | 10 x 0.8 | [87 empty] | 20 to 30 | [10 empty] | 0 to 55 | [22 empty] | Vertical Stacked |  | Multi Bar | EY-Housed | Components | Housed | [25 empty] | 65 | [17 empty] | 1 to 70 | [11 empty] | >1.2 | 12 | [35 empty] | DILAS | http://dilas.com/assets/media/products/DILAS_VStack_EY-Housed_808nm.pdf | 2017-09-01
1375 | VStack EY-Housed 808nm 250W | Diode Lasers | Components | QCW |  | Diode |  | 250000 | 4750000 | 250000 | 5000000 | [11 empty] | 250 |  |  |  | >58 | [5 empty] | Yes | 808 | 801 | 899 | 98 | 3 | 3 | [7 empty] | <6 | 0.27 | [18 empty] | 230 |  |  | <30 | [17 empty] | 1.9 | [11 empty] | 10 x 0.8 | [87 empty] | 20 to 30 | [10 empty] | 0 to 55 | [22 empty] | Vertical Stacked |  | Multi Bar | EY-Housed | Components | Housed | [25 empty] | 65 | [17 empty] | 1 to 70 | [11 empty] | >1.2 | 12 | [35 empty] | DILAS | http://dilas.com/assets/media/products/DILAS_VStack_EY-Housed_808nm.pdf | 2017-09-01
1376 | VStack EY-Housed 88xnm | Diode Lasers | Components | CW |  | Diode |  | 80000 | 9920000 | 80000 | 10000000 | [11 empty] | 80 |  |  |  | >60 | [5 empty] | Yes | 880 | 861 | 899 | 38 | 3 | 3 | [7 empty] | <5 | 0.3 | [18 empty] | <80 |  |  | <16 | [15 empty] | <1.8 |  | 1.8 | [11 empty] | 10 x 0.8 | [87 empty] | 20 to 30 | [10 empty] | 0 to 55 | [22 empty] | Vertical Stacked |  | Multi Bar | EY-Housed | Components | Housed | [13 empty] | approx 1900 | [11 empty] | <60 | [17 empty] | 1 to 70 | [11 empty] | >1.15 | 8 | [35 empty] | DILAS | http://dilas.com/assets/media/products/DILAS_VStack_EY-Housed_88xnm.pdf | 2017-09-01
1377 | VStack EY-Housed 9xxnm 50W | Diode Lasers | Components | CW |  | Diode |  | 50000 | 9920000 | 80000 | 10000000 | [11 empty] | 50 |  |  |  | >52 | [5 empty] | Yes | 980 | 900 | 1000 | 100 | 5 | 5 | [7 empty] | <5 | 0.27 | [18 empty] | <60 |  |  | <13 | [15 empty] | <1.8 |  | 1.8 | [11 empty] | 10 x 0.8 | [87 empty] | 20 to 30 | [10 empty] | 0 to 55 | [22 empty] | Vertical Stacked |  | Multi Bar | EY-Housed | Components | Housed | [13 empty] | approx 1900 | [11 empty] | <70 | [17 empty] | 1 to 70 | [11 empty] | >1.05 | 8 | [35 empty] | DILAS | http://dilas.com/assets/media/products/DILAS_VStack_EY-Housed_9xxnm.pdf | 2017-09-01
1378 | VStack EY-Housed 9xxnm 80W | Diode Lasers | Components | CW |  | Diode |  | 40000 | 9920000 | 80000 | 10000000 | [11 empty] | 80 |  |  |  | >52 | [5 empty] | Yes | 980 | 900 | 1000 | 100 | 5 | 5 | [7 empty] | <5 | 0.27 | [18 empty] | <95 |  |  | <20 | [15 empty] | <1.8 |  | 1.8 | [11 empty] | 10 x 0.8 | [87 empty] | 20 to 30 | [10 empty] | 0 to 55 | [22 empty] | Vertical Stacked |  | Multi Bar | EY-Housed | Components | Housed | [13 empty] | approx 1900 | [11 empty] | <70 | [17 empty] | 1 to 70 | [11 empty] | >1.05 | 8 | [35 empty] | DILAS | http://dilas.com/assets/media/products/DILAS_VStack_EY-Housed_9xxnm.pdf | 2017-09-01
1379 | VStack NN 808nm 100W | Diode Lasers | Components | QCW |  | Diode |  | 100000 | 9975000 | 25000 | 10000000 | [11 empty] | 100 |  |  |  | >50 | [5 empty] | Yes | 808 | 700 | 899 | 199 | 3 | 3 | [7 empty] | <5 | 0.27 | [18 empty] | <120 |  |  | <15 | [15 empty] | <2 |  | 2 | [99 empty] | 20 to 45 | [10 empty] | 0 to 55 | [22 empty] | Vertical Stacked |  | Multi Bar | N14N | Components | Low Pitch | [13 empty] | >0.4 | [11 empty] | 70 | [17 empty] | 6 to 20 | [11 empty] | >1 | <12 | [35 empty] | DILAS | http://dilas.com/assets/media/products/DILAS_VStack_NN_808nm.pdf | 2017-09-01
1380 | VStack NN 808nm 150W | Diode Lasers | Components | QCW |  | Diode |  | 150000 | 9920000 | 80000 | 10000000 | [11 empty] | 150 |  |  |  | >50 | [5 empty] | Yes | 808 | 700 | 899 | 199 | 3 | 3 | [7 empty] | <5 | 0.27 | [18 empty] | <170 |  |  | <15 | [15 empty] | <2 |  | 2 | [99 empty] | 20 to 45 | [10 empty] | 0 to 55 | [22 empty] | Vertical Stacked |  | Multi Bar | N14N | Components | Low Pitch | [13 empty] | >0.4 | [11 empty] | 70 | [17 empty] | 6 to 20 | [11 empty] | >1 | <12 | [35 empty] | DILAS | http://dilas.com/assets/media/products/DILAS_VStack_NN_808nm.pdf | 2017-09-01
1381 | VStack NN 808nm 250W | Diode Lasers | Components | QCW |  | Diode |  | 250000 | 9920000 | 80000 | 10000000 | [11 empty] | 250 |  |  |  | >55 | [5 empty] | Yes | 808 | 700 | 899 | 199 | 3 | 3 | [7 empty] | <5 | 0.27 | [18 empty] | <250 |  |  | <30 | [15 empty] | <2 |  | 2 | [99 empty] | 20 to 45 | [10 empty] | 0 to 55 | [22 empty] | Vertical Stacked |  | Multi Bar | N14N | Components | Low Pitch | [13 empty] | >0.4 | [11 empty] | 70 | [17 empty] | 6 to 20 | [11 empty] | >1.25 | <10 | [35 empty] | DILAS | http://dilas.com/assets/media/products/DILAS_VStack_NN_808nm.pdf | 2017-09-01
1382 | VStack NN 9xxnm 980nm 100W | Diode Lasers | Components | QCW |  | Diode |  | 100000 | 9975000 | 25000 | 10000000 | [11 empty] | 100 |  |  |  | >50 | [5 empty] | Yes | 980 | 900 | 1000 | 100 | 3 | 3 | [7 empty] | <5 | 0.31 to 0.38 | [18 empty] | <120 |  |  | <15 | [15 empty] | <2 |  | 2 | [99 empty] | 20 to 45 | [7 empty] | >20 |  |  | 0 to 55 | [22 empty] | Vertical Stacked |  | Multi Bar | N14N | Components | Low Pitch | [13 empty] | >0.4 | [11 empty] | 75 | [17 empty] | 6 to 20 | [11 empty] | >1 | <10 | [35 empty] | DILAS | http://dilas.com/assets/media/products/DILAS_VStack_NN_9xxnm.pdf | 2017-09-01
1383 | VStack NN 9xxnm 980nm 150W | Diode Lasers | Components | QCW |  | Diode |  | 150000 | 9920000 | 80000 | 10000000 | [11 empty] | 150 |  |  |  | >50 | [5 empty] | Yes | 980 | 900 | 1000 | 100 | 3 | 3 | [7 empty] | <5 | 0.31 to 0.38 | [18 empty] | <170 |  |  | <15 | [15 empty] | <2 |  | 2 | [99 empty] | 20 to 45 | [7 empty] | >20 |  |  | 0 to 55 | [22 empty] | Vertical Stacked |  | Multi Bar | N14N | Components | Low Pitch | [13 empty] | >0.4 | [11 empty] | 75 | [17 empty] | 6 to 20 | [11 empty] | >1 | <10 | [35 empty] | DILAS | http://dilas.com/assets/media/products/DILAS_VStack_NN_9xxnm.pdf | 2017-09-01
1384 | VStack NN 9xxnm 980nm 300W | Diode Lasers | Components | QCW |  | Diode |  | 300000 | 9920000 | 80000 | 10000000 | [11 empty] | 300 |  |  |  | >55 | [5 empty] | Yes | 980 | 900 | 1000 | 100 | 3 | 3 | [7 empty] | <5 | 0.31 to 0.38 | [18 empty] | <300 |  |  | <22 | [15 empty] | <2 |  | 2 | [99 empty] | 20 to 45 | [7 empty] | >30 |  |  | 0 to 55 | [22 empty] | Vertical Stacked |  | Multi Bar | N14N | Components | Low Pitch | [13 empty] | >0.4 | [11 empty] | 75 | [17 empty] | 6 to 20 | [11 empty] | >1.10 | <10 | [35 empty] | DILAS | http://dilas.com/assets/media/products/DILAS_VStack_NN_9xxnm.pdf | 2017-09-01
1385 | VStack NY 808nm 100W | Diode Lasers | Components | QCW |  | Diode |  | 100000 | 9975000 | 25000 | 10000000 | [11 empty] | 100 |  |  |  | >50 | [5 empty] | Yes | 808 | 700 | 899 | 199 | 3 | 3 | [7 empty] | <5 | 0.27 | [18 empty] | <120 |  |  | <15 | [15 empty] | <2 |  | 2 | [99 empty] | 20 to 45 | [7 empty] | >20 |  |  | 0 to 55 | [22 empty] | Vertical Stacked |  | Multi Bar | N15Y | Components | [14 empty] | >0.4 | [11 empty] | 70 | [17 empty] | 6 to 20 | [11 empty] | >1 | <12 | [35 empty] | DILAS | http://dilas.com/assets/media/products/DILAS_VStack_NY_808nm.pdf | 2017-09-01
1386 | VStack NY 808nm 150W | Diode Lasers | Components | QCW |  | Diode |  | 150000 | 9920000 | 80000 | 10000000 | [11 empty] | 150 |  |  |  | >50 | [5 empty] | Yes | 808 | 700 | 899 | 199 | 3 | 3 | [7 empty] | <5 | 0.27 | [18 empty] | <170 |  |  | <15 | [15 empty] | <2 |  | 2 | [99 empty] | 20 to 45 | [7 empty] | >20 |  |  | 0 to 55 | [22 empty] | Vertical Stacked |  | Multi Bar | N15Y | Components | [14 empty] | >0.4 | [11 empty] | 70 | [17 empty] | 6 to 20 | [11 empty] | >1 | <12 | [35 empty] | DILAS | http://dilas.com/assets/media/products/DILAS_VStack_NY_808nm.pdf | 2017-09-01
1387 | VStack NY 808nm 250W | Diode Lasers | Components | QCW |  | Diode |  | 250000 | 9920000 | 80000 | 10000000 | [11 empty] | 250 |  |  |  | >55 | [5 empty] | Yes | 808 | 700 | 899 | 199 | 3 | 3 | [7 empty] | <5 | 0.27 | [18 empty] | <250 |  |  | <30 | [15 empty] | <2 |  | 2 | [99 empty] | 20 to 45 | [7 empty] | >30 |  |  | 0 to 55 | [22 empty] | Vertical Stacked |  | Multi Bar | N15Y | Components | [14 empty] | >0.4 | [11 empty] | 70 | [17 empty] | 6 to 20 | [11 empty] | >1.25 | <10 | [35 empty] | DILAS | http://dilas.com/assets/media/products/DILAS_VStack_NY_808nm.pdf | 2017-09-01
1388 | VStack NY 9xxnm 980nm 100W | Diode Lasers | Components | QCW |  | Diode |  | 100000 | 9975000 | 25000 | 10000000 | [11 empty] | 100 |  |  |  | >50 | [5 empty] | Yes | 980 | 900 | 1000 | 100 | 3 | 3 | [7 empty] | <5 | 0.31 to 0.38 | [18 empty] | <120 |  |  | <15 | [15 empty] | <2 |  | 2 | [99 empty] | 20 to 45 | [7 empty] | >20 |  |  |  | 0 to 55 | [21 empty] | Vertical Stacked |  | Multi Bar | N15Y | Components | [14 empty] | >0.4 | [11 empty] | 75 | [17 empty] | 6 to 20 | [11 empty] | >1 | <10 | [35 empty] | DILAS | http://dilas.com/assets/media/products/DILAS_VStack_NN_9xxnm.pdf | 2017-09-01
1389 | VStack NY 9xxnm 980nm 150W | Diode Lasers | Components | QCW |  | Diode |  | 150000 | 975000 | 25000 | 1000000 | [11 empty] | 150 |  |  |  | >50 | [5 empty] | Yes | 980 | 900 | 1000 | 100 | 3 | 3 | [7 empty] | <5 | 0.31 to 0.38 | [18 empty] | <170 |  |  | <15 | [15 empty] | <2 |  | 2 | [99 empty] | 20 to 45 | [7 empty] | >20 |  |  |  | 0 to 55 | [21 empty] | Vertical Stacked |  | Multi Bar | N15Y | Components | [14 empty] | >0.4 | [11 empty] | 75 | [17 empty] | 6 to 20 | [11 empty] | >1 | <10 | [35 empty] | DILAS | http://dilas.com/assets/media/products/DILAS_VStack_NN_9xxnm.pdf | 2017-09-01
1390 | VStack NY 9xxnm 980nm 300W | Diode Lasers | Components | QCW |  | Diode |  | 300000 | 975000 | 25000 | 1000000 | [11 empty] | 300 |  |  |  | >50 | [5 empty] | Yes | 980 | 900 | 1000 | 100 | 3 | 3 | [7 empty] | <5 | 0.31 to 0.38 | [18 empty] | <300 |  |  | <22 | [15 empty] | <2 |  | 2 | [99 empty] | 20 to 45 | [7 empty] | >30 |  |  |  | 0 to 55 | [21 empty] | Vertical Stacked |  | Multi Bar | N15Y | Components | [14 empty] | >0.4 | [11 empty] | 75 | [17 empty] | 6 to 20 | [11 empty] | >1.10 | <10 | [35 empty] | DILAS | http://dilas.com/assets/media/products/DILAS_VStack_NN_9xxnm.pdf | 2017-09-01
1391 | COMPACT-WC-Blue | Diode Lasers | Laser | CW, Modulated |  | Diode |  |  | 50000 | 0 | 50000 | [21 empty] | Yes | Visible | 400 | 600 | 200 | 2 | 2 | [9 empty] | 1 | [5 empty] | 0 |  | 50/60 | [27 empty] | 200-240 Single Phase |  |  | 250 |  | 0.25 | [18 empty] | 0.22 | [24 empty] | SMA | [11 empty] | 400 |  |  |  | 610 x 482.6 x 267 | [6 empty] | 40 | [7 empty] | 14 to 40 (Non-Condensing) | [33 empty] | 5 to 50 | [22 empty] | Fiber-Coupled Diode Laser System | 400 |  |  | Systems | [7 empty] | 0 to 10V Analog Power Setting, 24V Digital Signals | [52 empty] | ±2 | [29 empty] | Material Processing |  |  | DILAS |  | 2017-11-03
1392 | COMPACT-WC-Blue | Diode Lasers | Laser | CW, Modulated |  | Diode |  | 25000 | 50000 | 0 | 50000 | [21 empty] | Yes | Visible | 400 | 600 | 200 | 2 | 2 | [9 empty] | 1 | [5 empty] | 0 |  | 50/60 | [27 empty] | 200-240 Single Phase |  |  | 250 |  | 0.25 |  |  |  | 200 | 150 | [13 empty] | 0.22 | [24 empty] | SMA | [11 empty] | 400 |  |  |  | 610 x 482.6 x 267 | [6 empty] | 40 | [7 empty] | 14 to 40 (Non-Condensing) | [33 empty] | 5 to 50 | [22 empty] | Fiber-Coupled Diode Laser System | 400 |  | COMPACT 25/400-450 (LC) | Systems | [7 empty] | 0 to 10V Analog Power Setting, 24V Digital Signals | [52 empty] | ±2 | [29 empty] | Material Processing |  |  | DILAS | http://dilas.com/assets/media/products/DILAS-ILS_COMPACT-WC-Blue.pdf | 2017-09-01
1393 | COMPACT-WC-Blue | Diode Lasers | Laser | CW, Modulated |  | Diode |  | 10000 | 50000 | 0 | 50000 | [21 empty] | Yes | Visible | 400 | 600 | 200 | 2 | 2 | [9 empty] | 1 | [5 empty] | 0 |  | 50/60 | [27 empty] | 200-240 Single Phase |  |  | 250 |  | 0.25 |  |  |  | 200 | 150 | [13 empty] | 0.22 | [24 empty] | SMA | [11 empty] | 400 |  |  |  | 610 x 482.6 x 267 | [6 empty] | 40 | [7 empty] | 14 to 40 (Non-Condensing) | [33 empty] | 5 to 50 | [22 empty] | Fiber-Coupled Diode Laser System | 400 |  | COMPACT 10/400-450 (LC) | Systems | [7 empty] | 0 to 10V Analog Power Setting, 24V Digital Signals | [52 empty] | ±2 | [29 empty] | Material Processing |  |  | DILAS | http://dilas.com/assets/media/products/DILAS-ILS_COMPACT-WC-Blue.pdf | 2017-09-01
1394 | DILAS Fibers | DILAS Fibers | Components | CW |  | Diode |  | 0 | [24 empty] | No | 0 | 0 | [186 empty] | Fibers |  | Fiber Cables | SMA fiber | Components | [90 empty] | Material Processing |  |  | DILAS |  | 2017-11-03
1395 | DILAS Fiber 200um Modestrip-SMA-SMA | DILAS Fibers | Components | CW |  | Diode |  | 0 | [24 empty] | No | 0 | 0 | [73 empty] | 0.22 ± 0.02 | [14 empty] | 7.6 | <6 |  | Modestrip SMA 905 input side, SMA 905 output side, both sides with Free Standing Fiber Tip |  |  | 3.167 to 3.172 | [7 empty] | 2 or 5 ± 0.1 |  |  |  | min. 44 |  | 9.5 | min. 22 | [70 empty] | 240 ± 5 | 200 ± 4 |  |  |  |  | Fibers | 200 | Fiber Cables | SMA fiber | Components | [90 empty] | Material Processing |  |  | DILAS | http://dilas.com/assets/media/products/DILAS-ILS_Fiber_200um__ModestripSMASMA.pdf | 2017-09-01
1396 | DILAS Fiber 400um Modestrip-SMA-SMA | DILAS Fibers | Components | CW |  | Diode |  | 0 | [24 empty] | No | 0 | 0 | [73 empty] | 0.22 ± 0.02 | [14 empty] | 7.6 | <6 |  | Modestrip SMA 905 input side, SMA 905 output side, both sides with Free Standing Fiber Tip |  |  | 3.167 to 3.172 | [7 empty] | 2 or 5 ± 0.1 |  |  |  | min. 44 |  | 9.5 | min. 22 | [70 empty] | 240 ± 5 | 200 ± 4 |  |  |  |  | Fibers | 400 | Fiber Cables | SMA fiber | Components | [90 empty] | Material Processing |  |  | DILAS | http://dilas.com/assets/media/products/DILAS-ILS_Fiber_200um__ModestripSMASMA.pdf | 2017-09-01
1397 | DILAS Fiber LC-ModestripSMASMA_200 | DILAS Fibers | Components | CW |  | Diode |  | 0 | [24 empty] | No | 0 | 0 | [73 empty] | 0.22 ± 0.02 | [14 empty] | 7.6 | <6 |  | Liquid Cooled Modestrip SMA 905 Input Side, with Free Standing Fiber Tip, SMA 905 on Output Side |  |  | 3.167 to 3.172 | [7 empty] | 2 or 5 ± 0.1 |  |  |  | min. 44 |  | 25 (32) | min. 22 | [33 empty] | 20 to 25 |  | 18 to 30 L/h | [40 empty] | Fibers | 200 | Fiber Cables | SMA fiber | Components | [90 empty] | Material Processing |  |  | DILAS | http://dilas.com/assets/media/products/DILAS-ILS_Fiber_LC-ModestripSMASMA.pdf | 2017-09-01
1398 | DILAS PT-Q Fiber | DILAS PT-Q Fiber | Components | CW |  | Diode |  | 0 | [24 empty] | No | 0 | 0 | [186 empty] | Fibers |  | Fiber Cables | QBH fiber | Components | [90 empty] | Material Processing |  |  | DILAS | http://dilas.com/assets/media/products/DILAS-ILS_Fiber_PT-Q.pdf | 2017-11-03
1399 | DILAS PT-Q Fiber_1000 | DILAS PT-Q Fiber | Components | CW |  | Diode |  | 0 | [24 empty] | No | 0 | 0 | [73 empty] | 0.22 ± 0.02 | [13 empty] | min. 150 |  |  | min. 200 | [8 empty] | 1000 |  |  | 5 | [5 empty] | 44 | [59 empty] | DI Water/Tap Water | 20 to 25 (non-condensing conditions) | 1 to 2 | Max. 8 bar input pressure, 2.5 bar at 2 l/min | Ø 6 | Ø 4 | [12 empty] | Fibers | 1000 | Fiber Cables | QBH fiber | Components | [90 empty] | Material Processing |  |  | DILAS | http://dilas.com/assets/media/products/DILAS-ILS_Fiber_PT-Q.pdf | 2017-09-01
1400 | DILAS PT-Q Fiber_200 | DILAS PT-Q Fiber | Components | CW |  | Diode |  | 0 | [24 empty] | No | 0 | 0 | [73 empty] | 0.22 ± 0.02 | [13 empty] | min. 150 |  |  | min. 200 | [8 empty] | 200 |  |  | 5 | [5 empty] | 44 | [59 empty] | DI Water/Tap Water | 20 to 25 (non-condensing conditions) | 1 to 2 | Max. 8 bar input pressure, 2.5 bar at 2 l/min | Ø 6 | Ø 4 | [12 empty] | Fibers | 200 | Fiber Cables | QBH fiber | Components | [90 empty] | Material Processing |  |  | DILAS | http://dilas.com/assets/media/products/DILAS-ILS_Fiber_PT-Q.pdf | 2017-09-01
1401 | DILAS PT-Q Fiber_300 | DILAS PT-Q Fiber | Components | CW |  | Diode |  | 0 | [24 empty] | No | 0 | 0 | [73 empty] | 0.22 ± 0.02 | [13 empty] | min. 150 |  |  | min. 200 | [8 empty] | 300 |  |  | 5 | [5 empty] | 44 | [59 empty] | DI Water/Tap Water | 20 to 25 (non-condensing conditions) | 1 to 2 | Max. 8 bar input pressure, 2.5 bar at 2 l/min | Ø 6 | Ø 4 | [12 empty] | Fibers | 300 | Fiber Cables | QBH fiber | Components | [90 empty] | Material Processing |  |  | DILAS | http://dilas.com/assets/media/products/DILAS-ILS_Fiber_PT-Q.pdf | 2017-09-01
1402 | DILAS PT-Q Fiber_400 | DILAS PT-Q Fiber | Components | CW |  | Diode |  | 0 | [24 empty] | No | 0 | 0 | [73 empty] | 0.22 ± 0.02 | [13 empty] | min. 150 |  |  | min. 200 | [8 empty] | 400 |  |  | 5 | [5 empty] | 44 | [59 empty] | DI Water/Tap Water | 20 to 25 (non-condensing conditions) | 1 to 2 | Max. 8 bar input pressure, 2.5 bar at 2 l/min | Ø 6 | Ø 4 | [12 empty] | Fibers | 400 | Fiber Cables | QBH fiber | Components | [90 empty] | Material Processing |  |  | DILAS | http://dilas.com/assets/media/products/DILAS-ILS_Fiber_PT-Q.pdf | 2017-09-01
1403 | DILAS PT-Q Fiber_600 | DILAS PT-Q Fiber | Components | CW |  | Diode |  | 0 | [24 empty] | No | 0 | 0 | [73 empty] | 0.22 ± 0.02 | [13 empty] | min. 150 |  |  | min. 200 | [8 empty] | 600 |  |  | 5 | [5 empty] | 44 | [59 empty] | DI Water/Tap Water | 20 to 25 (non-condensing conditions) | 1 to 2 | Max. 8 bar input pressure, 2.5 bar at 2 l/min | Ø 6 | Ø 4 | [12 empty] | Fibers | 600 | Fiber Cables | QBH fiber | Components | [90 empty] | Material Processing |  |  | DILAS | http://dilas.com/assets/media/products/DILAS-ILS_Fiber_PT-Q.pdf | 2017-09-01
1404 | DILAS PT-Q Fiber_800 | DILAS PT-Q Fiber | Components | CW |  | Diode |  | 0 | [24 empty] | No | 0 | 0 | [73 empty] | 0.22 ± 0.02 | [13 empty] | min. 150 |  |  | min. 200 | [8 empty] | 800 |  |  | 5 | [5 empty] | 44 | [59 empty] | DI Water/Tap Water | 20 to 25 (non-condensing conditions) | 1 to 2 | Max. 8 bar input pressure, 2.5 bar at 2 l/min | Ø 6 | Ø 4 | [12 empty] | Fibers | 800 | Fiber Cables | QBH fiber | Components | [90 empty] | Material Processing |  |  | DILAS | http://dilas.com/assets/media/products/DILAS-ILS_Fiber_PT-Q.pdf | 2017-09-01
1405 | DILAS Fiber-HP-SMASMA | DILAS Fiber-HP-SMASMA | Components | CW |  | Diode |  | 0 | [24 empty] | No | 0 | 0 | [88 empty] | 7.6 | <6 |  | SMA 905 Both Sides, with Free Standing Fiber Tip |  |  | 3.167 to 3.172 | [13 empty] | 9.5 | [77 empty] | Fibers |  | Fiber Cables | SMA fiber | Components | [90 empty] | Material Processing |  |  | DILAS |  | 2017-11-03
1406 | DILAS Fiber-HP-SMASMA_200 | DILAS Fiber-HP-SMASMA | Components | CW |  | Diode |  | 0 | [24 empty] | No | 0 | 0 | [88 empty] | 7.6 | <6 |  | SMA 905 Both Sides, with Free Standing Fiber Tip |  |  | 3.167 to 3.172 | [11 empty] | 44 |  | 9.5 | 22 | [70 empty] | 280 | 200 |  |  |  |  | Fibers | 200 | Fiber Cables | SMA fiber | Components | [90 empty] | Material Processing |  |  | DILAS | http://dilas.com/assets/media/products/DILAS-ILS_Fiber-HP-SMA-SMA.pdf | 2017-09-01
1407 | DILAS Fiber-HP-SMASMA_400 | DILAS Fiber-HP-SMASMA | Components | CW |  | Diode |  | 0 | [24 empty] | No | 0 | 0 | [88 empty] | 7.6 | <6 |  | SMA 905 Both Sides, with Free Standing Fiber Tip |  |  | 3.167 to 3.172 | [11 empty] | 96 |  | 9.5 | 48 | [70 empty] | 480 | 400 |  |  |  |  | Fibers | 400 | Fiber Cables | SMA fiber | Components | [90 empty] | Material Processing |  |  | DILAS | http://dilas.com/assets/media/products/DILAS-ILS_Fiber-HP-SMA-SMA.pdf | 2017-09-01
1408 | DILAS Fiber-HP-SMASMA_600 | DILAS Fiber-HP-SMASMA | Components | CW |  | Diode |  | 0 | [24 empty] | No | 0 | 0 | [88 empty] | 7.6 | <6 |  | SMA 905 Both Sides, with Free Standing Fiber Tip |  |  | 3.167 to 3.172 | [11 empty] | 144 |  | 9.5 | 72 | [70 empty] | 720 | 600 |  |  |  |  | Fibers | 600 | Fiber Cables | SMA fiber | Components | [90 empty] | Material Processing |  |  | DILAS | http://dilas.com/assets/media/products/DILAS-ILS_Fiber-HP-SMA-SMA.pdf | 2017-09-01
1409 | DILAS Fiber-HP-SMASMA_800 | DILAS Fiber-HP-SMASMA | Components | CW |  | Diode |  | 0 | [24 empty] | No | 0 | 0 | [88 empty] | 7.6 | <6 |  | SMA 905 Both Sides, with Free Standing Fiber Tip |  |  | 3.167 to 3.172 | [11 empty] | 176 |  | 9.5 | 88 | [70 empty] | 880 | 800 |  |  |  |  | Fibers | 800 | Fiber Cables | SMA fiber | Components | [90 empty] | Material Processing |  |  | DILAS | http://dilas.com/assets/media/products/DILAS-ILS_Fiber-HP-SMA-SMA.pdf | 2017-09-01
1410 | F-Theta Scanning Lenses |  | Laser |  |  | Diode |  | 0 | [24 empty] | No | 0 | 0 | [6 empty] | 808-980 | [12 empty] | 0 | [166 empty] | Processing Heads |  |  |  | Systems | [90 empty] | Material Processing |  |  | DILAS | http://dilas.com/assets/media/products/DILAS-ILS_F-ThetaScanLense.pdf | 2017-09-01
1411 | F-Theta Scanning Lenses 80mm |  | Laser |  |  | Diode |  | 0 | [24 empty] | No | 0 | 0 | [6 empty] | 808-980 | [78 empty] | 80 | [28 empty] | Ø103x64 | [6 empty] | 1.55 | [64 empty] | Processing Heads |  |  |  | Systems | [68 empty] | 80 |  |  |  | 2.2 | 1.8 |  |  | 20 | 50 x 50 | [15 empty] | DILAS | http://dilas.com/assets/media/products/DILAS-ILS_F-ThetaScanLense.pdf | 2017-09-01
1412 | F-Theta Scanning Lenses 163mm |  | Laser |  |  | Diode |  | 0 | [24 empty] | No | 0 | 0 | [6 empty] | 940-980 | [78 empty] | 158 | [28 empty] | Ø109x37 | [6 empty] | 0.93 | [64 empty] | Processing Heads |  |  |  | Systems | [68 empty] | 163 |  |  |  | 4.4 | 3.7 |  |  | 20 | 100 x 100 | [15 empty] | DILAS | http://dilas.com/assets/media/products/DILAS-ILS_F-ThetaScanLense.pdf | 2017-09-01
1413 | F-Theta Scanning Lenses 254mm |  | Laser |  |  | Diode |  | 0 | [24 empty] | No | 0 | 0 | [6 empty] | 808-980 | [78 empty] | 235 | [28 empty] | Ø130x70 | [6 empty] | 1.9 | [64 empty] | Processing Heads |  |  |  | Systems | [68 empty] | 254 |  |  |  | 6.9 | 5.8 | 4.4 | 4 | 30 | 120 x 120 | >=95 | [14 empty] | DILAS | http://dilas.com/assets/media/products/DILAS-ILS_F-ThetaScanLense.pdf | 2017-09-01
1414 | F-Theta Scanning Lenses 300mm |  | Laser |  |  | Diode |  | 0 | [24 empty] | No | 0 | 0 | [6 empty] | 808-980 | [78 empty] | 350 | [28 empty] | Ø128x54 | [6 empty] | 1.8 | [64 empty] | Processing Heads |  |  |  | Systems | [68 empty] | 300 |  |  |  | 8.1 | 6.8 |  |  | 20 | 175 x 175 | [15 empty] | DILAS | http://dilas.com/assets/media/products/DILAS-ILS_F-ThetaScanLense.pdf | 2017-09-01
1415 | F-Theta Scanning Lenses 330mm |  | Laser |  |  | Diode |  | 0 | [24 empty] | No | 0 | 0 | [6 empty] | 940-980 | [78 empty] | 386 | [28 empty] | Ø120x59 | [6 empty] | 1.23 | [64 empty] | Processing Heads |  |  |  | Systems | [68 empty] | 330 |  |  |  | 8.9 | 7.5 |  |  | 20 | 200 x 200 | [15 empty] | DILAS | http://dilas.com/assets/media/products/DILAS-ILS_F-ThetaScanLense.pdf | 2017-09-01
1416 | F-Theta Scanning Lenses 400mm |  | Laser |  |  | Diode |  | 0 | [24 empty] | No | 0 | 0 | [6 empty] | 808-980 | [78 empty] | 489 | [28 empty] | Ø118x40 | [6 empty] | 0.7 | [64 empty] | Processing Heads |  |  |  | Systems | [68 empty] | 400 |  |  |  | 10.8 | 9.1 |  |  | 20 | 210 x 210 | [15 empty] | DILAS | http://dilas.com/assets/media/products/DILAS-ILS_F-ThetaScanLense.pdf | 2017-09-01
1417 | F-Theta Scanning Lenses 420mm |  | Laser |  |  | Diode |  | 0 | [24 empty] | No | 0 | 0 | [6 empty] | 940-980 | [78 empty] | 479 | [28 empty] | Ø120x58 | [6 empty] | 1.7 | [64 empty] | Processing Heads |  |  |  | Systems | [68 empty] | 420 |  |  |  | 11.4 | 9.6 | 7.2 | 6.6 | 30 | 250 x 250 | [15 empty] | DILAS | http://dilas.com/assets/media/products/DILAS-ILS_F-ThetaScanLense.pdf | 2017-09-01
1418 | F-Theta Scanning Lenses 635mm |  | Laser |  |  | Diode |  | 0 | [24 empty] | No | 0 | 0 | [6 empty] | 808-980 | [78 empty] | 724 | [28 empty] | Ø133x34 | [6 empty] | 1.5 | [64 empty] | Processing Heads |  |  |  | Systems | [68 empty] | 635 |  |  |  | 17.2 | 14.4 | 10.9 | 9.9 | 30 | 415 x 415 | [15 empty] | DILAS | http://dilas.com/assets/media/products/DILAS-ILS_F-ThetaScanLense.pdf | 2017-09-01
1419 | Galvo Scanner: Galvo Driver |  | Laser |  |  | Diode |  | 0 | [24 empty] | No | 0 | 0 | [19 empty] | 0 |  | 50/60 | [27 empty] | 100 to 240 single phase |  |  |  |  | 0.02 | [59 empty] | 483 x 365 x 44 | [6 empty] | 2.9 | [7 empty] | 15 to 35 non-condensing | [33 empty] | 5 to 50 non-condensing | [22 empty] | Processing Heads |  |  |  | Systems | [6 empty] | 1x D-Sub 9 (Controler 1), 1x D-Sub 25 (Controler 2), 1x D-Sub 25 (Galvo Head), 1x D-Sub 25 (Laser Power Supply), 1x Phoenix 16 Pin Interface | [41 empty] | IP21 | [41 empty] | Material Processing |  |  | DILAS | http://dilas.com/assets/media/products/DILAS-ILS_GalvoDriver.pdf | 2017-09-01
1420 | Galvo Scanner: Galvo PC |  | Laser |  |  | Diode |  | 0 | [24 empty] | No | 0 | 0 | [19 empty] | 0 |  | 50/60 | [27 empty] | 100-240 VAC, 3.5 A/1.5A, 115 VAC/230 VAC Connector IEC-C14 | [5 empty] | 75 | [58 empty] | 483 x 450 x 88 | [6 empty] | 12 | [7 empty] | 5 to 45 (20%-80% Relative Humidity, Non-Condensing) |  |  |  |  | 3x Housing Fans Included, Dust Filter, 1x CPU Cooler | [28 empty] | -10 to 70 (10%-80% Relative Humidity, Non-Condensing) | [22 empty] | Processing Heads |  |  |  | Systems |  | 2x PCI32 Slots up to Max. Card Length 180 mm Available | Push-Button/LED, 2x USB 2.0 | 2x GbE (INTEL 82574+82579LM) |  | Windows 7 Embedded | 1x D-Sub 15 VGA, 2x USB 3.0, 1x RS 232, 2x PS2 (1x Keyboard PS/2, 1x Mouse PS/2), 2x RJ45, 1x CAN Bus | [41 empty] | IP20 | [41 empty] | Material Processing |  |  | DILAS | http://dilas.com/assets/media/products/DILAS-ILS_GalvoPC.pdf | 2017-09-01
1421 | Line Focus Processing Head (PHFx-B0-O1) |  | Laser |  |  | Diode |  | 0 |  |  |  |  | <=500 | [19 empty] | No | 0 | 0 | [6 empty] | 800-1000 | [12 empty] | 0 | [53 empty] | <=0.22 | [11 empty] | 160 | [11 empty] | SMA, QBH or LLK-HP | [16 empty] | 140 x 70 x 75 | [6 empty] | 1 | [7 empty] | 15 to 35 non-condensing | [33 empty] | 5 to 50 | [22 empty] | Processing Heads |  |  | Processing Heads | Systems | [39 empty] | Top Hat | Gaussian | [26 empty] | 37 | 177 | 35 | 2 | [7 empty] | >85 | [11 empty] | Material Processing |  |  | DILAS | http://dilas.com/assets/media/products/DILAS-ILS_LineFocus_PHFX-B0-O1.pdf | 2017-09-01
1422 | Collimation Unit - High Power (PHFx-A8/A9-W) |  | Laser |  |  | Diode |  | 0 |  |  |  |  | 1500 | [19 empty] | No | 0 | 0 | [6 empty] | 800-1000 | [12 empty] | 0 | [51 empty] | 5.4 |  | <=0.22 | [6 empty] | 16 | [16 empty] | SMA, QBH or LLK-HP | [16 empty] | 112 x 93 x 66 | [6 empty] | 1 to 1.5 | [7 empty] | 15 to 35 non-condensing | [13 empty] | 20 to 35 (non-condensing conditions) | [18 empty] | 1.5 to 2 | 5 to 50 | [22 empty] | Processing Heads |  |  | Processing Heads | Systems | [34 empty] | Quartz | [32 empty] | 37 | [10 empty] | >95 | [11 empty] | Material Processing |  |  | DILAS | http://dilas.com/assets/media/products/DILAS-ILS_PH_ColUnitHP_PHFx-A8-A9-W.pdf | 2017-09-01
1423 | Collimation Unit - High Power (PHFx-A8/A9-W) |  | Laser |  |  | Diode |  | 0 |  |  |  |  | 1500 | [19 empty] | No | 0 | 0 | [6 empty] | 800-1000 | [12 empty] | 0 | [51 empty] | 3.4 |  | <=0.22 | [6 empty] | 26 | [16 empty] | SMA, QBH or LLK-HP | [16 empty] | 112 x 93 x 66 | [6 empty] | 1 to 1.5 | [7 empty] | 15 to 35 non-condensing | [13 empty] | 20 to 35 (non-condensing conditions) | [18 empty] | 1.5 to 2 | 5 to 50 | [22 empty] | Processing Heads |  |  | Processing Heads | Systems | [34 empty] | Quartz | [32 empty] | 58 | [10 empty] | >95 | [15 empty] | http://dilas.com/assets/media/products/DILAS-ILS_PH_ColUnitHP_PHFx-A8-A9-W.pdf | 2018-09-05
1424 | Collimation Unit - Low Power (PHFx-A8/A9) |  | Laser |  |  | Diode |  | 0 |  |  |  |  | <=500 | [19 empty] | No | 0 | 0 | [6 empty] | 800-1000 | [12 empty] | 0 | [51 empty] | 5.4 |  | <=0.22 | [6 empty] | 16 | [16 empty] | SMA, QBH or LLK-HP | [16 empty] | 93 x 66 x 66 | [6 empty] | 1 to 1.5 | [7 empty] | 15 to 35 non-condensing | [33 empty] | 5 to 50 | [22 empty] | Processing Heads |  | Processing Heads | Processing Heads | Systems | [34 empty] | BK7 | [32 empty] | 37 | [10 empty] | >95 | [11 empty] | Material Processing |  |  | DILAS | http://dilas.com/assets/media/products/DILAS-ILS_PH_ColUnitLP_PHFx-A8-A9.pdf | 2017-09-01
1425 | Collimation Unit - Low Power (PHFx-A8/A9) |  | Laser |  |  | Diode |  | 0 |  |  |  |  | <=500 | [19 empty] | No | 0 | 0 | [6 empty] | 800-1000 | [12 empty] | 0 | [51 empty] | 4.5 |  | <=0.22 | [6 empty] | 19 | [16 empty] | SMA, QBH or LLK-HP | [16 empty] | 93 x 66 x 66 | [6 empty] | 1 to 1.5 | [7 empty] | 15 to 35 non-condensing | [33 empty] | 5 to 50 | [22 empty] | Processing Heads |  | Processing Heads | Processing Heads | Systems | [34 empty] | BK7 | [32 empty] | 44 | [10 empty] | >95 | [15 empty] | http://dilas.com/assets/media/products/DILAS-ILS_PH_ColUnitLP_PHFx-A8-A9.pdf | 2017-12-22
1426 | Collimation Unit - Low Power (PHFx-A8/A9) |  | Laser |  |  | Diode |  | 0 |  |  |  |  | <=500 | [19 empty] | No | 0 | 0 | [6 empty] | 800-1000 | [12 empty] | 0 | [51 empty] | 3.4 |  | <=0.22 | [6 empty] | 26 | [16 empty] | SMA, QBH or LLK-HP | [16 empty] | 93 x 66 x 66 | [6 empty] | 1 to 1.5 | [7 empty] | 15 to 35 non-condensing | [33 empty] | 5 to 50 | [22 empty] | Processing Heads |  | Processing Heads | Processing Heads | Systems | [34 empty] | BK7 | [32 empty] | 58 | [10 empty] | >95 | [15 empty] | http://dilas.com/assets/media/products/DILAS-ILS_PH_ColUnitLP_PHFx-A8-A9.pdf | 2017-12-22
1427 | Collimation Unit - Low Power (PHFx-A8/A9) |  | Laser |  |  | Diode |  | 0 |  |  |  |  | <=500 | [19 empty] | No | 0 | 0 | [6 empty] | 800-1000 | [12 empty] | 0 | [51 empty] | 3.1 |  | <=0.22 | [6 empty] | 28 | [16 empty] | SMA, QBH or LLK-HP | [16 empty] | 93 x 66 x 66 | [6 empty] | 1 to 1.5 | [7 empty] | 15 to 35 non-condensing | [33 empty] | 5 to 50 | [22 empty] | Processing Heads |  | Processing Heads | Processing Heads | Systems | [34 empty] | BK7 | [32 empty] | 64 | [10 empty] | >95 | [15 empty] | http://dilas.com/assets/media/products/DILAS-ILS_PH_ColUnitLP_PHFx-A8-A9.pdf | 2017-12-22
1428 | Galvo Scanner with Pyrometer (PHFx-C1-SG6) |  | Laser |  |  | Diode |  | 0 |  |  |  |  | <= 300 (without cooling) | [19 empty] | No | 0 | 0 | [6 empty] | 980 (1800-2100 Pyrometer Signal) | [12 empty] | 0 | [53 empty] | <=0.22 | [11 empty] | 175 | 140 x 140 | [10 empty] | SMA, QBH or LLK-HP | [16 empty] | 420 x 350 x 145 | [6 empty] | 14 | [7 empty] | 15 to 35 non-condensing | [10 empty] | ISO 8573.1:2001 Class 1.6.7 | >=20 (Non-condensing Conditions) | [21 empty] | 5 to 50 | [12 empty] | 1800-2100 | 190-700 | 10 | 300 | [6 empty] | Processing Heads |  | Galvo Scanner with Integrated Pyrometer | Galvo Scanner with Integrated Pyrometer | Systems | [67 empty] | 37 | 262 | [9 empty] | >85 | [11 empty] | Material Processing |  |  | DILAS | http://dilas.com/assets/media/products/DILAS-ILS_PH_GS_PHFx-C1-SG6.pdf | 2017-09-01
1429 | Galvo Scanner with Pyrometer (PHFx-C1-SG6) |  | Laser |  |  | Diode |  | 0 |  |  |  |  | <=500 (with cooling) | [19 empty] | No | 0 | 0 | [6 empty] | 980 (1800-2100 Pyrometer Signal) | [12 empty] | 0 | [53 empty] | <=0.22 | [11 empty] | 175 | 140 x 140 | [10 empty] | SMA, QBH or LLK-HP | [16 empty] | 420 x 350 x 145 | [6 empty] | 14 | [7 empty] | 15 to 35 non-condensing | [10 empty] | ISO 8573.1:2001 Class 1.6.7 | >=20 (Non-condensing Conditions) | [21 empty] | 5 to 50 | [12 empty] | 1800-2100 | 190-700 | 10 | 300 | [6 empty] | Processing Heads |  | Galvo Scanner with Integrated Pyrometer | Galvo Scanner with Integrated Pyrometer | Systems | [67 empty] | 37 | 262 | [9 empty] | >85 | [15 empty] | http://dilas.com/assets/media/products/DILAS-ILS_PH_GS_PHFx-C1-SG6.pdf | 2017-12-22
1430 | Radial Optics (PHFx-B0-03) |  | Laser |  |  | Diode |  | 0 |  |  |  |  | <=500 | [19 empty] | No | 0 | 0 | [6 empty] | 800-1000 | [12 empty] | 0 | [52 empty] | 120 | <=0.22 | [5 empty] | 16 |  |  | 34/1 |  | 1 to 24 | [12 empty] | SMA, QBH or LLK-HP | [7 empty] | 203 | [8 empty] | 337 x 70 x 80 |  |  | 60 (length) x 25 (diameter) |  |  |  | 3 | [7 empty] | 15 to 35 non-condensing | [33 empty] | 5 to 50 | [22 empty] | Processing Heads |  |  |  | Systems | [90 empty] | Material Processing |  |  | DILAS | http://dilas.com/assets/media/products/DILAS-ILS_PH_RadialOptics_PHFx-B0-03.pdf | 2017-09-01
1431 | Radial Optic with Pyrometer PHFx-C1-SD1/SD2 |  | Laser |  |  | Diode |  | 0 |  |  |  |  | <=500 | [19 empty] | No | 0 | 0 | [6 empty] | 980 | [12 empty] | 0 | [52 empty] | 90 | <=0.22 | [9 empty] | <=1000 | 10 (D1), 90 (D2) | [12 empty] | SMA, QBH or LLK-HP | [6 empty] | 10.8 | [9 empty] | 640 x 285 x 200 (D1), 600 x 283 x 200 (D2) | [6 empty] | 12 to 13 | [7 empty] | 15 to 35 non-condensing | [33 empty] | 5 to 50 | [12 empty] | 1800-2100 | 190-700 | 10 | 1000 | [6 empty] | Processing Heads |  |  | Processing Heads | Systems | [67 empty] | 37 | 400 | [9 empty] | >85 | [11 empty] | Material Processing |  |  | DILAS | http://dilas.com/assets/media/products/DILAS-ILS_PHFx-C1-SD1_SD2.pdf | 2017-09-01
1432 | Galvo Scanner (PHFx-B0-G6/G7) |  | Laser |  |  | Diode |  | 0 |  |  |  |  | <=300 (G6), <=700 (G7) | <=600 (G6), <=1400 (G7) | [18 empty] | No | 0 | 0 | [6 empty] | 980 | [12 empty] | 0 | [53 empty] | <=0.22 | [23 empty] | SMA, QBH or LLK-HP | [16 empty] | 420 x 350 x 145 | [6 empty] | 5.8 | [7 empty] | 15 to 35 non-condensing | [10 empty] | ISO 8573.1:2001 Class 1.6.7 | >=20 (Non-condensing Conditions) | [21 empty] | 5 to 50 | [22 empty] | Processing Heads |  | Galvo Scanner | Galvo Scanner | Systems | [67 empty] | 37, 44, 58 (only for G7), or 64 (only for G7) |  |  |  | 20 (G6), 30 (G7) | [6 empty] | >=85 | [11 empty] | Material Processing |  |  | DILAS | http://dilas.com/assets/media/products/DILAS-ILS_PH-GS_PHFx-B0-G6-G7.pdf | 2017-09-01
1433 | Spot Imaging: Pyrometer/Camera Processing Head (PHFx-Cx-CS) |  | Laser |  |  | Diode |  | 0 |  |  |  |  | <=500 | [19 empty] | No | 0 | 0 | [6 empty] | 800-1000 | [12 empty] | 0 | [53 empty] | <=0.22 | [11 empty] | <290 | [5 empty] | BNC | [5 empty] | SMA, QBH or LLK-HP | [16 empty] | 217 x 139 x 70 | [6 empty] | 2 to 2.5 | [7 empty] | 15 to 35 non-condensing | [33 empty] | 5 to 50 | [12 empty] | 1800-2100 | 190-700 | 10 | 300 or 1000 (Optional) | [6 empty] | Processing Heads |  | Processing Heads | Processing Heads | Systems | [67 empty] | 37, 44, 58, 64 | <300 | [9 empty] | >=90 | AVR (Automatic Gain Control) | 15.625 | 1/3 | 4.8 x 3.6 | 18 x 14, 9 x 7 | >45 | 537 (h) x 597 (v) | 50 | 1 at 75 Ohm |  |  | Material Processing |  |  | DILAS | http://dilas.com/assets/media/products/DILAS-ILS_Pyrometer_Camera_PHFx-Cx-CS.pdf | 2017-09-01
1434 | Spot Imaging: Pyrometer/Camera Processing Head (PHFx-Cx-CS) |  | Laser |  |  | Diode |  | 0 |  |  |  |  | <=500 | [19 empty] | No | 0 | 0 | [6 empty] | 800-1000 | [66 empty] | <=0.22 | [11 empty] | 53 | [5 empty] | BNC | [5 empty] | SMA, QBH or LLK-HP | [16 empty] | 217 x 139 x 70 | [6 empty] | 2 to 2.5 | [7 empty] | 15 to 35 non-condensing | [33 empty] | 5 to 50 | [12 empty] | 1800-2100 | 190-700 | 10 | 300 or 1000 (Optional) | [6 empty] | Processing Heads |  | Processing Heads | Processing Heads | Systems | [67 empty] | 37, 44, 58, 64 | 60 | [9 empty] | >=90 | AVR (Automatic Gain Control) | 15.625 | 1/3 | 4.8 x 3.6 | 18 x 14, 9 x 7 | >45 | 537 (h) x 597 (v) | 50 | 1 at 75 Ohm
1435 | Spot Imaging: Pyrometer/Camera Processing Head (PHFx-Cx-CS) |  | Laser |  |  | Diode |  | 0 |  |  |  |  | <=500 | [19 empty] | No | 0 | 0 | [6 empty] | 800-1000 | [66 empty] | <=0.22 | [11 empty] | 94 | [5 empty] | BNC | [5 empty] | SMA, QBH or LLK-HP | [16 empty] | 217 x 139 x 70 | [6 empty] | 2 to 2.5 | [7 empty] | 15 to 35 non-condensing | [33 empty] | 5 to 50 | [12 empty] | 1800-2100 | 190-700 | 10 | 300 or 1000 (Optional) | [6 empty] | Processing Heads |  | Processing Heads | Processing Heads | Systems | [67 empty] | 37, 44, 58, 64 | 100 | [9 empty] | >=90 | AVR (Automatic Gain Control) | 15.625 | 1/3 | 4.8 x 3.6 | 18 x 14, 9 x 7 | >45 | 537 (h) x 597 (v) | 50 | 1 at 75 Ohm
1436 | Spot Imaging: Pyrometer/Camera Processing Head (PHFx-Cx-CS) |  | Laser |  |  | Diode |  | 0 |  |  |  |  | <=500 | [19 empty] | No | 0 | 0 | [6 empty] | 800-1000 | [66 empty] | <=0.22 | [11 empty] | 145 | [5 empty] | BNC | [5 empty] | SMA, QBH or LLK-HP | [16 empty] | 217 x 139 x 70 | [6 empty] | 2 to 2.5 | [7 empty] | 15 to 35 non-condensing | [33 empty] | 5 to 50 | [12 empty] | 1800-2100 | 190-700 | 10 | 300 or 1000 (Optional) | [6 empty] | Processing Heads |  | Processing Heads | Processing Heads | Systems | [67 empty] | 37, 44, 58, 64 | 150 | [9 empty] | >=90 | AVR (Automatic Gain Control) | 15.625 | 1/3 | 4.8 x 3.6 | 18 x 14, 9 x 7 | >45 | 537 (h) x 597 (v) | 50 | 1 at 75 Ohm
1437 | Spot Imaging: Pyrometer/Camera Processing Head (PHFx-Cx-CS) |  | Laser |  |  | Diode |  | 0 |  |  |  |  | <=500 | [19 empty] | No | 0 | 0 | [6 empty] | 800-1000 | [66 empty] | <=0.22 | [11 empty] | 198 | [5 empty] | BNC | [5 empty] | SMA, QBH or LLK-HP | [16 empty] | 217 x 139 x 70 | [6 empty] | 2 to 2.5 | [7 empty] | 15 to 35 non-condensing | [33 empty] | 5 to 50 | [12 empty] | 1800-2100 | 190-700 | 10 | 300 or 1000 (Optional) | [6 empty] | Processing Heads |  | Processing Heads | Processing Heads | Systems | [67 empty] | 37, 44, 58, 64 | 200 | [9 empty] | >=90 | AVR (Automatic Gain Control) | 15.625 | 1/3 | 4.8 x 3.6 | 18 x 14, 9 x 7 | >45 | 537 (h) x 597 (v) | 50 | 1 at 75 Ohm
1438 | Spot Imaging: Pyrometer/Camera Processing Head (PHFx-Cx-CS) |  | Laser |  |  | Diode |  | 0 |  |  |  |  | <=500 | [19 empty] | No | 0 | 0 | [6 empty] | 800-1000 | [66 empty] | <=0.22 | [11 empty] | 290 | [5 empty] | BNC | [5 empty] | SMA, QBH or LLK-HP | [16 empty] | 217 x 139 x 70 | [6 empty] | 2 to 2.5 | [7 empty] | 15 to 35 non-condensing | [33 empty] | 5 to 50 | [12 empty] | 1800-2100 | 190-700 | 10 | 300 or 1000 (Optional) | [6 empty] | Processing Heads |  | Processing Heads | Processing Heads | Systems | [67 empty] | 37, 44, 58, 64 | 300 | [9 empty] | >=90 | AVR (Automatic Gain Control) | 15.625 | 1/3 | 4.8 x 3.6 | 18 x 14, 9 x 7 | >45 | 537 (h) x 597 (v) | 50 | 1 at 75 Ohm
1439 | Ring Focus Processing Head (PHFx-B0-O2) |  | Laser |  |  | Diode |  | 0 |  |  |  |  | <=500 | [19 empty] | No | 0 | 0 | [6 empty] | 800-1000 | [12 empty] | 0 | [53 empty] | SMA, QBH or LLK-HP | [7 empty] | 20/2 |  |  |  | 208 | [11 empty] | SMA, QBH or LLK-HP | [7 empty] | 225 | [8 empty] | 140 x 70 x 75 | [6 empty] | 2 | [7 empty] | 15 to 35 non-condensing | [33 empty] | 5 to 50 | [22 empty] | Processing Heads |  | Processing Heads | Processing Heads | Systems | [67 empty] | 37 | [10 empty] | >85 | [11 empty] | Material Processing |  |  | DILAS | http://dilas.com/assets/media/products/DILAS-ILS_RingFocus_PHFx-B0-O2.pdf | 2017-09-01
1440 | Processing Head (PHFx-B0) |  | Laser |  |  | Diode |  | 0 |  |  |  |  | <=1500 | [19 empty] | No | 0 | 0 | [6 empty] | 800-1000 | [12 empty] | 0 | [53 empty] | SMA, QBH or LLK-HP | [11 empty] | <290 | [11 empty] | SMA, QBH or LLK-HP | [16 empty] | 107.8 x 110.5 x 56.9 | [6 empty] | 1.2 to 1.7 | [7 empty] | 15 to 35 non-condensing | [13 empty] | 20 to 35 (Non-Condensing Conditions) | [10 empty] | <=2 | [7 empty] | 1.5 to 2 | 5 to 50 | [22 empty] | Processing Heads |  |  | Processing Heads | Systems | [67 empty] | 37, 44, 58,64 | <300 | [9 empty] | >90 | [11 empty] | Material Processing |  |  | DILAS | http://dilas.com/assets/media/products/DILAS-ILS-PHFx-B0.pdf | 2017-09-01
1441 | Processing Head (PHFx-B0) |  | Laser |  |  | Diode |  | 0 |  |  |  |  | <=500 | [19 empty] | No | 0 | 0 | [6 empty] | 800-1000 | [66 empty] | SMA, QBH or LLK-HP | [11 empty] | 53 | [11 empty] | SMA, QBH or LLK-HP | [16 empty] | 107.8 x 110.5 x 56.9 | [6 empty] | 1.2 to 1.7 | [7 empty] | 15 to 35 non-condensing | [13 empty] | 20 to 35 (Non-Condensing Conditions) | [10 empty] | <=2 | [7 empty] | 1.5 to 2 | 5 to 50 | [22 empty] | Processing Heads |  |  | Processing Heads | Systems | [67 empty] | 37, 44, 58,64 | 60 | [9 empty] | >90
1442 | Processing Head (PHFx-B0) |  | Laser |  |  | Diode |  | 0 |  |  |  |  | <=500 | [19 empty] | No | 0 | 0 | [6 empty] | 800-1000 | [66 empty] | SMA, QBH or LLK-HP | [11 empty] | 94 | [11 empty] | SMA, QBH or LLK-HP | [16 empty] | 107.8 x 110.5 x 56.9 | [6 empty] | 1.2 to 1.7 | [7 empty] | 15 to 35 non-condensing | [13 empty] | 20 to 35 (Non-Condensing Conditions) | [10 empty] | <=2 | [7 empty] | 1.5 to 2 | 5 to 50 | [22 empty] | Processing Heads |  |  | Processing Heads | Systems | [67 empty] | 37, 44, 58,64 | 100 | [9 empty] | >90
1443 | Processing Head (PHFx-B0) |  | Laser |  |  | Diode |  | 0 |  |  |  |  | <=1500 | [19 empty] | No | 0 | 0 | [6 empty] | 800-1000 | [66 empty] | SMA, QBH or LLK-HP | [11 empty] | 145 | [11 empty] | SMA, QBH or LLK-HP | [16 empty] | 107.8 x 110.5 x 56.9 | [6 empty] | 1.2 to 1.7 | [7 empty] | 15 to 35 non-condensing | [13 empty] | 20 to 35 (Non-Condensing Conditions) | [10 empty] | <=2 | [7 empty] | 1.5 to 2 | 5 to 50 | [22 empty] | Processing Heads |  |  | Processing Heads | Systems | [67 empty] | 37, 44, 58,64 | 150 | [9 empty] | >90
1444 | Processing Head (PHFx-B0) |  | Laser |  |  | Diode |  | 0 |  |  |  |  | <=1500 | [19 empty] | No | 0 | 0 | [6 empty] | 800-1000 | [66 empty] | SMA, QBH or LLK-HP | [11 empty] | 198 | [11 empty] | SMA, QBH or LLK-HP | [16 empty] | 107.8 x 110.5 x 56.9 | [6 empty] | 1.2 to 1.7 | [7 empty] | 15 to 35 non-condensing | [13 empty] | 20 to 35 (Non-Condensing Conditions) | [10 empty] | <=2 | [7 empty] | 1.5 to 2 | 5 to 50 | [22 empty] | Processing Heads |  |  | Processing Heads | Systems | [67 empty] | 37, 44, 58,64 | 200 | [9 empty] | >90
1445 | Processing Head (PHFx-B0) |  | Laser |  |  | Diode |  | 0 |  |  |  |  | <=1500 | [19 empty] | No | 0 | 0 | [6 empty] | 800-1000 | [66 empty] | SMA, QBH or LLK-HP | [11 empty] | 290 | [11 empty] | SMA, QBH or LLK-HP | [16 empty] | 107.8 x 110.5 x 56.9 | [6 empty] | 1.2 to 1.7 | [7 empty] | 15 to 35 non-condensing | [13 empty] | 20 to 35 (Non-Condensing Conditions) | [10 empty] | <=2 | [7 empty] | 1.5 to 2 | 5 to 50 | [22 empty] | Processing Heads |  |  | Processing Heads | Systems | [67 empty] | 37, 44, 58,64 | 300 | [9 empty] | >90
1446 | 10W, 20W, 30W, 50W, 100W Fiber Lasers For Marking | Fiber Lasers | Components | [5 empty] | 90000 | 10000 | 100000 | [10 empty] | 10-100 | [7 empty] | ±2.5 |  |  | Yes | [7 empty] | 1064 ± 2 | [17 empty] | <=20 | [18 empty] | RS-232 & DB25 |  |  |  |  | 23-25 | [19 empty] | <1.5 | [9 empty] | Random | [15 empty] | 3 | [13 empty] | 30 | [13 empty] | <12 | [7 empty] | 0 to 42 |  |  |  |  | Air Cooled | [28 empty] | -10 to 60 |  |  |  | 1 | [7 empty] | 0 to 85% RH non-condensing | [9 empty] | Fiber to Free Space Isolator | [30 empty] | <5 | [37 empty] | <250 | <2 | No Pointer | [24 empty] | Marking, Engraving, Micro-Machining, Etching, Trimming |  |  | Nufern | http://www.nufern.com/pam/fiber_lasers/#?b=F&m=true&p=true&w=30W | 2017-10-18
1447 | 10W Fiber Lasers For Marking | Fiber Lasers | Components |  | NUQA-1064-NA-0010-YZ |  |  | 10000 | [7 empty] | <8 | [5 empty] | 10-100 |  | 5 | [5 empty] | ±2.5 |  |  | Yes | [7 empty] | 1064 ± 2 | [8 empty] | 20-100 | 500 |  |  |  | 100 ± 20 |  |  |  | <=6 | [18 empty] | RS-232 & DB25 |  |  |  |  | 23-25 | [15 empty] | <0.5 |  |  |  | <1.5 | [8 empty] | 3.8 ± 0.8 | Random | [15 empty] | 3 | [13 empty] | 30 | [6 empty] | 215 x 95 x 284 | [6 empty] | 5.7 | [7 empty] | 0 to 42 | 0 to 42 |  |  |  | Air Cooled | [28 empty] | -10 to 60 |  |  |  | 1 | [7 empty] | 0 to 85% RH non-condensing | [9 empty] | Fiber to Free Space Isolator | [30 empty] | <5 | [37 empty] | <250 | <2 | No Pointer | [24 empty] | Marking, Engraving, Micro-Machining, Etching, Trimming |  |  | Nufern | http://www.nufern.com/filestorage/fiber_lasers/NUQA_1064_NA_0010_C0_spec.pdf | 2017-09-01
1448 | 20W Fiber Lasers For Marking | Fiber Lasers | Components |  | NUQA-1064-NA-0020-C1 |  |  | 20000 | [7 empty] | <8 | [5 empty] | 10-100 |  | 10 | [5 empty] | ±2.5 |  |  | Yes | [7 empty] | 1064 ± 2 | [8 empty] | 20-100 | 100 |  |  |  | 100 ± 20 |  |  |  | <=8 | [18 empty] | RS-232 & DB25 |  |  |  |  | 23-25 | [15 empty] | <0.5 |  |  |  | <1.5 | [8 empty] | 3.8 ± 0.8 | Random | [15 empty] | 3 | [13 empty] | 30 | [6 empty] | 215 x 95 x 284 | [6 empty] | 5.7 | [7 empty] | 0 to 42 |  |  |  |  | Air Cooled | [28 empty] | -10 to 60 |  |  |  | 1 | [7 empty] | 0 to 85% RH non-condensing | [9 empty] | Fiber to Free Space Isolator | [30 empty] | <5 | [37 empty] | <250 | <2 | No Pointer | [24 empty] | Marking, Engraving, Micro-Machining, Etching, Trimming |  |  | Nufern | http://www.nufern.com/pam/fiber_lasers/#?b=F&m=true&p=true&w=30W | 2017-09-01
1449 | 30W Fiber Lasers For Marking | Fiber Lasers | Components |  | NUQA-1064-NA-0030-C1 |  |  | 30000 | [7 empty] | <8 | [5 empty] | 10-100 |  | 10 | [5 empty] | ±2.5 |  |  | Yes | [7 empty] | 1064 ± 2 | [8 empty] | 30-100 | 1000 |  |  |  | 100 ± 20 |  |  |  | <=10 | [18 empty] | RS-232 & DB25 |  |  |  |  | 23-25 | [15 empty] | <0.5 |  |  |  | <1.5 | [8 empty] | 7.5 ± 1 | Random | [15 empty] | 3 | [13 empty] | 30 | [6 empty] | 215 x 95 x 284 | [6 empty] | 5.7 | [7 empty] | 0 to 42 |  |  |  |  | Air Cooled | [28 empty] | -10 to 60 |  |  |  | 1 | [7 empty] | 0 to 85% RH non-condensing | [9 empty] | Fiber to Free Space Isolator | [30 empty] | <5 | [37 empty] | <250 | <2 | No Pointer | [24 empty] | Marking, Engraving, Micro-Machining, Etching, Trimming |  |  | Nufern | http://www.nufern.com/pam/fiber_lasers/#?b=F&m=true&p=true&w=30W | 2017-09-01
1450 | 50W Fiber Lasers For Marking | Fiber Lasers | Components |  | NUQA-1064-NA-0050-C1 |  |  | 50000 | [7 empty] | 15 | [5 empty] | 10-100 |  | 8.5 | [5 empty] | ±2.5 |  |  | Yes | [7 empty] | 1064 ± 2 | [8 empty] | 50-200 | 1000 |  |  |  | 120 ± 20 |  |  |  | <=15 | [18 empty] | RS-232 & DB25 |  |  |  |  | 23-25 | [15 empty] | <0.5 |  |  |  | <1.5 | [8 empty] | 5 ± 0.80 | Random | [15 empty] | 3 | [13 empty] | 30 | [6 empty] | 215 x 95 x 284 | [6 empty] | 12 | [7 empty] | 0 to 42 |  |  |  |  | Air Cooled | [28 empty] | -10 to 60 |  |  |  | 1 | [7 empty] | 0 to 85% RH non-condensing | [9 empty] | Fiber to Free Space Isolator | [30 empty] | <5 | [37 empty] | <250 | <2 | No Pointer | [24 empty] | Marking, Engraving, Micro-Machining, Etching, Trimming |  |  | Nufern | http://www.nufern.com/pam/fiber_lasers/#?b=F&m=true&p=true&w=30W | 2017-09-01
1451 | 100W Fiber Lasers For Marking | Fiber Lasers | Components |  | NUQA-1064-NA-0100-F1 |  |  | 100000 | [7 empty] | <8 | [5 empty] | 10-100 |  | 8.5 | [5 empty] | ±2.5 |  |  | Yes | [7 empty] | 1064 ± 2 | [8 empty] | 100-200 | 1000 |  |  |  | 120 ± 20 |  |  |  | <=20 | [18 empty] | RS-232 & DB25 |  |  |  |  | 23-25 | [14 empty] | <0.5 |  |  |  |  | <1.5 | [7 empty] | 7.5 ± 1 |  | Random | [15 empty] | 3 | [13 empty] | 30 | [6 empty] | 215 x 136 x 284 | [6 empty] | 12 | [7 empty] | 0 to 42 |  |  |  |  | Air Cooled | [28 empty] | -10 to 60 |  |  |  | 1 | [7 empty] | 0 to 85% RH non-condensing | [9 empty] | Fiber to Free Space Isolator | [30 empty] | <5 | [37 empty] | <250 | <2 | No Pointer | [24 empty] | Marking, Engraving, Micro-Machining, Etching, Trimming |  |  | Nufern | http://www.nufern.com/pam/fiber_lasers/#?b=F&m=true&p=true&w=30W | 2017-09-01
1452 | 1064 - 1110 nm Single Frequency, PM, Fiber Amplifiers (Gen. II) | Fiber Amplifiers | Components | CW | NUA-1064-PB-0002-A0 |  | TEM00 | 2000 | [13 empty] | 10-100 |  |  | >=15 |  |  |  |  | <=3 | 1 to 15 |  | Yes |  | 1064 | 1083 | 19 | [21 empty] | 2 | [19 empty] | FC/APC Bulkhead | Armored Cable |  |  | 24 | [29 empty] | Linear | [15 empty] | 1 | [20 empty] | 275 x 250 x 37 | [6 empty] | 3.9 | [60 empty] | 1 | 15 | No Options | No isolator, FC/APC connector | [42 empty] | <=10 | [15 empty] | >=30 | [36 empty] | Down Hole Instrumentation, Engraving Laser, High Temperature, Hydrogen Insensitive, Marking Laser, Oil & Gas well production monitoring, SAGD recovery optimization, Sensing, Testing |  | No Options | Nufern | http://www.nufern.com/pam/fiber_amplifiers/item/id/449/ | 2017-09-01
1453 | 1064 - 1110 nm Single Frequency, PM, Fiber Amplifiers (Gen. II) | Fiber Amplifiers | Components | CW | NUA-1064-PB-0002-A1 |  | TEM00 | 2000 | [13 empty] | 10-100 |  |  | >=15 |  |  |  |  | <=3 | 1 to 15 |  | Yes |  | 1064 | 1083 | 19 | [21 empty] | 2 | [18 empty] | NuCONTROL | FC/APC Bulkhead | Armored Cable |  |  | 24 | [29 empty] | Random | [15 empty] | 1 | [20 empty] | 275 x 250 x 37 | [6 empty] | 3.9 | [60 empty] | 1 | 15 | With NuControl Box | No isolator, FC/APC connector | [14 empty] | 3/8" Compression Fitting | [27 empty] | <=10 | [15 empty] | >=30 | [36 empty] | Down Hole Instrumentation, Engraving Laser, High Temperature, Hydrogen Insensitive, Marking Laser, Oil & Gas well production monitoring, SAGD recovery optimization, Sensing, Testing |  | With NuControl Box | Nufern | http://www.nufern.com/pam/fiber_amplifiers/item/id/446/ | 2017-09-01
1454 | 1064 - 1110 nm Single Frequency, PM, Fiber Amplifiers (Gen. II) | Fiber Amplifiers | Components | CW | NUA-1064-PB-0002-A2 |  | TEM00 | 2000 | [13 empty] | 10-100 |  |  | >=15 |  |  |  |  | <=3 | 1 to 15 |  | Yes |  | 1064 | 1083 | 19 | [21 empty] | 2 | [19 empty] | FC/APC Bulkhead | Armored Cable |  |  | 24 | [29 empty] | Linear | [15 empty] | 1 | [19 empty] | 305 x 178 x 14 | 275 x 250 x 37 | [6 empty] | 3.9 | [12 empty] | Water cooled cold plate | [47 empty] | 1 | 15 | With Cold Plate | No isolator, FC/APC connector | [42 empty] | <=10 | [15 empty] | >=30 | [36 empty] | Down Hole Instrumentation, Engraving Laser, High Temperature, Hydrogen Insensitive, Marking Laser, Oil & Gas well production monitoring, SAGD recovery optimization, Sensing, Testing |  | With Cold Plate | Nufern | http://www.nufern.com/pam/fiber_amplifiers/item/id/447/ | 2017-09-01
1455 | 1064 - 1110 nm Single Frequency, PM, Fiber Amplifiers (Gen. II) | Fiber Amplifiers | Components | CW | NUA-1064-PB-0002-A3 |  | TEM00 | 2000 | [13 empty] | 10-100 |  |  | >=15 |  |  |  |  | <=3 | 1 to 15 |  | Yes |  | 1064 | 1083 | 19 | [21 empty] | 2 | [18 empty] | NuCONTROL | FC/APC Bulkhead | Armored Cable |  |  | 24 | [29 empty] | Linear | [15 empty] | 1 | [19 empty] | 305 x 178 x 14 | 275 x 250 x 37 | [6 empty] | 3.9 | [12 empty] | Water cooled cold plate | [47 empty] | 1 | 15 | With NuControl Box & Cold Plate | No isolator, FC/APC connector | [42 empty] | <=10 | [15 empty] | >=30 | [36 empty] | Down Hole Instrumentation, Engraving Laser, High Temperature, Hydrogen Insensitive, Marking Laser, Oil & Gas well production monitoring, SAGD recovery optimization, Sensing, Testing |  | With NuControl Box & Cold Plate | Nufern | http://www.nufern.com/pam/fiber_amplifiers/item/id/448/ | 2017-09-01
1456 | 1064 - 1110 nm Single Frequency, PM, Fiber Amplifiers (Gen. II) | Fiber Amplifiers | Components | CW | NUA-1064-PB-0002-B0 |  | TEM00 | 2000 | [13 empty] | 10-100 |  |  | >=15 |  |  |  |  | <=3 | 1 to 15 |  | Yes |  | 1064 | 1083 | 19 | [21 empty] | 2 | [19 empty] | FC/APC Bulkhead | Armored Cable |  |  | 24 | [29 empty] | Linear | [15 empty] | 1 | [20 empty] | 275 x 250 x 37 | [6 empty] | 3.9 | [60 empty] | 1 | 15 | No Options | Fiber to fiber isolator, FC/APC connector | [42 empty] | <=10 | [15 empty] | >=30 | [36 empty] | Down Hole Instrumentation, Engraving Laser, High Temperature, Hydrogen Insensitive, Marking Laser, Oil & Gas well production monitoring, SAGD recovery optimization, Sensing, Testing |  | No Options | Nufern | http://www.nufern.com/pam/fiber_amplifiers/item/id/453/ | 2017-09-01
1457 | 1064 - 1110 nm Single Frequency, PM, Fiber Amplifiers (Gen. II) | Fiber Amplifiers | Components | CW | NUA-1064-PB-0002-B1 |  | TEM00 | 2000 | [13 empty] | 10-100 |  |  | >=15 |  |  |  |  | <=3 | 1 to 15 |  | Yes |  | 1064 | 1083 | 19 | [21 empty] | 2 | [18 empty] | NuCONTROL | FC/APC Bulkhead | Armored Cable |  |  | 24 | [29 empty] | Linear | [15 empty] | 1 | [20 empty] | 275 x 250 x 37 | [6 empty] | 3.9 | [60 empty] | 1 | 15 | With NuControl Box | Fiber to fiber isolator, FC/APC connector | [42 empty] | <=10 | [15 empty] | >=30 | [36 empty] | Down Hole Instrumentation, Engraving Laser, High Temperature, Hydrogen Insensitive, Marking Laser, Oil & Gas well production monitoring, SAGD recovery optimization, Sensing, Testing |  | With NuControl Box | Nufern | http://www.nufern.com/pam/fiber_amplifiers/item/id/450/ | 2017-09-01
1458 | 1064 - 1110 nm Single Frequency, PM, Fiber Amplifiers (Gen. II) | Fiber Amplifiers | Components | CW | NUA-1064-PB-0002-B2 |  | TEM00 | 2000 | [13 empty] | 10-100 |  |  | >=15 |  |  |  |  | <=3 | 1 to 15 |  | Yes |  | 1064 | 1083 | 19 | [21 empty] | 2 | [19 empty] | FC/APC Bulkhead | Armored Cable |  |  | 24 | [29 empty] | Linear | [15 empty] | 1 | [19 empty] | 305 x 178 x 14 | 275 x 250 x 37 | [6 empty] | 3.9 | [12 empty] | Water cooled cold plate | [47 empty] | 1 | 15 | With Cold Plate | Fiber to fiber isolator, FC/APC connector | [42 empty] | <=10 | [15 empty] | >=30 | [36 empty] | Down Hole Instrumentation, Engraving Laser, High Temperature, Hydrogen Insensitive, Marking Laser, Oil & Gas well production monitoring, SAGD recovery optimization, Sensing, Testing |  | With Cold Plate | Nufern | http://www.nufern.com/pam/fiber_amplifiers/item/id/451/ | 2017-09-01
1459 | 1064 - 1110 nm Single Frequency, PM, Fiber Amplifiers (Gen. II) | Fiber Amplifiers | Components | CW | NUA-1064-PB-0002-B3 |  | TEM00 | 2000 | [13 empty] | 10-100 |  |  | >=15 |  |  |  |  | <=3 | 1 to 15 |  | Yes |  | 1064 | 1083 | 19 | [21 empty] | 2 | [18 empty] | NuCONTROL | FC/APC Bulkhead | Armored Cable |  |  | 24 | [29 empty] | Linear | [15 empty] | 1 | [19 empty] | 305 x 178 x 14 | 275 x 250 x 37 | [6 empty] | 3.9 | [12 empty] | Water cooled cold plate | [47 empty] | 1 | 15 | With NuControl Box & Cold Plate | Fiber to fiber isolator, FC/APC connector | [42 empty] | <=10 | [15 empty] | >=30 | [36 empty] | Down Hole Instrumentation, Engraving Laser, High Temperature, Hydrogen Insensitive, Marking Laser, Oil & Gas well production monitoring, SAGD recovery optimization, Sensing, Testing |  | With NuControl Box & Cold Plate | Nufern | http://www.nufern.com/pam/fiber_amplifiers/item/id/452/ | 2017-09-01
1460 | 1064 - 1110 nm Single Frequency, PM, Fiber Amplifiers (Gen. II) | Fiber Amplifiers | Components | CW | NUA-1064-PB-0002-C0 |  | TEM00 | 2000 | [13 empty] | 10-100 |  |  | >=15 |  |  |  |  | <=3 | 1 to 15 |  | Yes |  | 1064 | 1083 | 19 | [21 empty] | 2 | [19 empty] | FC/APC Bulkhead | Armored Cable |  |  | 24 | [29 empty] | Linear | [15 empty] | 1 | [20 empty] | 275 x 250 x 37 | [6 empty] | 3.9 | [60 empty] | 1 | 15 | No Options | Fiber to free space isolator | [42 empty] | <=10 | [15 empty] | >=30 | [36 empty] | Down Hole Instrumentation, Engraving Laser, High Temperature, Hydrogen Insensitive, Marking Laser, Oil & Gas well production monitoring, SAGD recovery optimization, Sensing, Testing |  | No Options | Nufern | http://www.nufern.com/pam/fiber_amplifiers/item/id/457/ | 2017-09-01
1461 | 1064 - 1110 nm Single Frequency, PM, Fiber Amplifiers (Gen. II) | Fiber Amplifiers | Components | CW | NUA-1064-PB-0002-C1 |  | TEM00 | 2000 | [13 empty] | 10-100 |  |  | >=15 |  |  |  |  | <=3 | 1 to 15 |  | Yes |  | 1064 | 1083 | 19 | [21 empty] | 2 | [18 empty] | NuCONTROL | FC/APC Bulkhead | Armored Cable |  |  | 24 | [29 empty] | Linear | [15 empty] | 1 | [20 empty] | 275 x 250 x 37 | [6 empty] | 3.9 | [60 empty] | 1 | 15 | With NuControl Box | Fiber to free space isolator | [42 empty] | <=10 | [15 empty] | >=30 | [36 empty] | Down Hole Instrumentation, Engraving Laser, High Temperature, Hydrogen Insensitive, Marking Laser, Oil & Gas well production monitoring, SAGD recovery optimization, Sensing, Testing |  | With NuControl Box | Nufern | http://www.nufern.com/pam/fiber_amplifiers/item/id/454/ | 2017-09-01
1462 | 1064 - 1110 nm Single Frequency, PM, Fiber Amplifiers (Gen. II) | Fiber Amplifiers | Components | CW | NUA-1064-PB-0002-C2 |  | TEM00 | 2000 | [13 empty] | 10-100 |  |  | >=15 |  |  |  |  | <=3 | 1 to 15 |  | Yes |  | 1064 | 1083 | 19 | [21 empty] | 2 | [19 empty] | FC/APC Bulkhead | Armored Cable |  |  | 24 | [29 empty] | Linear | [15 empty] | 1 | [19 empty] | 305 x 178 x 14 | 275 x 250 x 37 | [6 empty] | 3.9 | [12 empty] | Water cooled cold plate | [47 empty] | 1 | 15 | With Cold Plate | Fiber to free space isolator | [42 empty] | <=10 | [15 empty] | >=30 | [36 empty] | Down Hole Instrumentation, Engraving Laser, High Temperature, Hydrogen Insensitive, Marking Laser, Oil & Gas well production monitoring, SAGD recovery optimization, Sensing, Testing |  | With Cold Plate | Nufern | http://www.nufern.com/pam/fiber_amplifiers/item/id/455/ | 2017-09-01
1463 | 1064 - 1110 nm Single Frequency, PM, Fiber Amplifiers (Gen. II) | Fiber Amplifiers | Components | CW | NUA-1064-PB-0002-C3 |  | TEM00 | 2000 | [13 empty] | 10-100 |  |  | >=15 |  |  |  |  | <=3 | 1 to 15 |  | Yes |  | 1064 | 1083 | 19 | [21 empty] | 2 | [18 empty] | NuCONTROL | FC/APC Bulkhead | Armored Cable |  |  | 24 | [29 empty] | Linear | [15 empty] | 1 | [19 empty] | 305 x 178 x 14 | 275 x 250 x 37 | [6 empty] | 3.9 | [12 empty] | Water cooled cold plate | [47 empty] | 1 | 15 | With NuControl Box & Cold Plate | Fiber to free space isolator | [42 empty] | <=10 | [15 empty] | >=30 | [36 empty] | Down Hole Instrumentation, Engraving Laser, High Temperature, Hydrogen Insensitive, Marking Laser, Oil & Gas well production monitoring, SAGD recovery optimization, Sensing, Testing |  | With NuControl Box & Cold Plate | Nufern | http://www.nufern.com/pam/fiber_amplifiers/item/id/456/ | 2017-09-01
1464 | 1064 - 1110 nm Single Frequency, PM, Fiber Amplifiers (Gen. II) | Fiber Amplifiers | Components | CW | NUA-1064-PB-0005-A0 |  | TEM00 | 5000 | [13 empty] | 10-100 |  |  | >=15 |  |  |  |  | <=3 | 1 to 15 |  | Yes |  | 1064 | 1083 | 19 | [21 empty] | 3 | [19 empty] | FC/APC Bulkhead | Armored Cable |  |  | 24 | [29 empty] | Linear | [15 empty] | 1 | [20 empty] | 275 x 250 x 37 | [6 empty] | 3.9 | [60 empty] | 1 | 15 | No Options | No isolator, FC/APC connector | [42 empty] | <=10 | [15 empty] | >=30 | [36 empty] | Down Hole Instrumentation, Engraving Laser, High Temperature, Hydrogen Insensitive, Marking Laser, Oil & Gas well production monitoring, SAGD recovery optimization, Sensing, Testing |  | No Options | Nufern | http://www.nufern.com/pam/fiber_amplifiers/item/id/461/ | 2017-09-01
1465 | 1064 - 1110 nm Single Frequency, PM, Fiber Amplifiers (Gen. II) | Fiber Amplifiers | Components | CW | NUA-1064-PB-0005-A1 |  | TEM00 | 5000 | [13 empty] | 10-100 |  |  | >=15 |  |  |  |  | <=3 | 1 to 15 |  | Yes |  | 1064 | 1083 | 19 | [21 empty] | 3 | [18 empty] | NuCONTROL | FC/APC Bulkhead | Armored Cable |  |  | 24 | [29 empty] | Linear | [15 empty] | 1 | [20 empty] | 275 x 250 x 37 | [6 empty] | 3.9 | [60 empty] | 1 | 15 | With NuControl Box | No isolator, FC/APC connector | [42 empty] | <=10 | [15 empty] | >=30 | [36 empty] | Down Hole Instrumentation, Engraving Laser, High Temperature, Hydrogen Insensitive, Marking Laser, Oil & Gas well production monitoring, SAGD recovery optimization, Sensing, Testing |  | With NuControl Box | Nufern | http://www.nufern.com/pam/fiber_amplifiers/item/id/458/ | 2017-09-01
1466 | 1064 - 1110 nm Single Frequency, PM, Fiber Amplifiers (Gen. II) | Fiber Amplifiers | Components | CW | NUA-1064-PB-0005-A2 |  | TEM00 | 5000 | [13 empty] | 10-100 |  |  | >=15 |  |  |  |  | <=3 | 1 to 15 |  | Yes |  | 1064 | 1083 | 19 | [21 empty] | 3 | [19 empty] | FC/APC Bulkhead | Armored Cable |  |  | 24 | [29 empty] | Linear | [15 empty] | 1 | [19 empty] | 305 x 178 x 14 | 275 x 250 x 37 | [6 empty] | 3.9 | [12 empty] | Water cooled cold plate | [47 empty] | 1 | 15 | With Cold Plate | No isolator, FC/APC connector | [42 empty] | <=10 | [15 empty] | >=30 | [36 empty] | Down Hole Instrumentation, Engraving Laser, High Temperature, Hydrogen Insensitive, Marking Laser, Oil & Gas well production monitoring, SAGD recovery optimization, Sensing, Testing |  | With Cold Plate | Nufern | http://www.nufern.com/pam/fiber_amplifiers/item/id/459/ | 2017-09-01
1467 | 1064 - 1110 nm Single Frequency, PM, Fiber Amplifiers (Gen. II) | Fiber Amplifiers | Components | CW | NUA-1064-PB-0005-A3 |  | TEM00 | 5000 | [13 empty] | 10-100 |  |  | >=15 |  |  |  |  | <=3 | 1 to 15 |  | Yes |  | 1064 | 1083 | 19 | [21 empty] | 3 | [18 empty] | NuCONTROL | FC/APC Bulkhead | Armored Cable |  |  | 24 | [29 empty] | Linear | [15 empty] | 1 | [19 empty] | 305 x 178 x 14 | 275 x 250 x 37 | [6 empty] | 3.9 | [12 empty] | Water cooled cold plate | [47 empty] | 1 | 15 | With NuControl Box & Cold Plate | No isolator, FC/APC connector | [42 empty] | <=10 | [15 empty] | >=30 | [36 empty] | Down Hole Instrumentation, Engraving Laser, High Temperature, Hydrogen Insensitive, Marking Laser, Oil & Gas well production monitoring, SAGD recovery optimization, Sensing, Testing |  | With NuControl Box & Cold Plate | Nufern | http://www.nufern.com/pam/fiber_amplifiers/item/id/460/ | 2017-09-01
1468 | 1064 - 1110 nm Single Frequency, PM, Fiber Amplifiers (Gen. II) | Fiber Amplifiers | Components | CW | NUA-1064-PB-0005-B0 |  | TEM00 | 5000 | [13 empty] | 10-100 |  |  | >=15 |  |  |  |  | <=3 | 1 to 15 |  | Yes |  | 1064 | 1083 | 19 | [21 empty] | 3 | [19 empty] | FC/APC Bulkhead | Armored Cable |  |  | 24 | [29 empty] | Linear | [15 empty] | 1 | [20 empty] | 275 x 250 x 37 | [6 empty] | 3.9 | [60 empty] | 1 | 15 | No Options | Fiber to fiber isolator, FC/APC connector | [42 empty] | <=10 | [15 empty] | >=30 | [36 empty] | Down Hole Instrumentation, Engraving Laser, High Temperature, Hydrogen Insensitive, Marking Laser, Oil & Gas well production monitoring, SAGD recovery optimization, Sensing, Testing |  | No Options | Nufern | http://www.nufern.com/pam/fiber_amplifiers/item/id/465/ | 2017-09-01
1469 | 1064 - 1110 nm Single Frequency, PM, Fiber Amplifiers (Gen. II) | Fiber Amplifiers | Components | CW | NUA-1064-PB-0005-B1 |  | TEM00 | 5000 | [13 empty] | 10-100 |  |  | >=15 |  |  |  |  | <=3 | 1 to 15 |  | Yes |  | 1064 | 1083 | 19 | [21 empty] | 3 | [18 empty] | NuCONTROL | FC/APC Bulkhead | Armored Cable |  |  | 24 | [29 empty] | Linear | [15 empty] | 1 | [20 empty] | 275 x 250 x 37 | [6 empty] | 3.9 | [60 empty] | 1 | 15 | With NuControl Box | Fiber to fiber isolator, FC/APC connector | [42 empty] | <=10 | [15 empty] | >=30 | [36 empty] | Down Hole Instrumentation, Engraving Laser, High Temperature, Hydrogen Insensitive, Marking Laser, Oil & Gas well production monitoring, SAGD recovery optimization, Sensing, Testing |  | With NuControl Box | Nufern | http://www.nufern.com/pam/fiber_amplifiers/item/id/462/ | 2017-09-01
1470 | 1064 - 1110 nm Single Frequency, PM, Fiber Amplifiers (Gen. II) | Fiber Amplifiers | Components | CW | NUA-1064-PB-0005-B2 |  | TEM00 | 5000 | [13 empty] | 10-100 |  |  | >=15 |  |  |  |  | <=3 | 1 to 15 |  | Yes |  | 1064 | 1083 | 19 | [21 empty] | 3 | [19 empty] | FC/APC Bulkhead | Armored Cable |  |  | 24 | [29 empty] | Linear | [15 empty] | 1 | [19 empty] | 305 x 178 x 14 | 275 x 250 x 37 | [6 empty] | 3.9 | [12 empty] | Water cooled cold plate | [47 empty] | 1 | 15 | With Cold Plate | Fiber to fiber isolator, FC/APC connector | [42 empty] | <=10 | [15 empty] | >=30 | [36 empty] | Down Hole Instrumentation, Engraving Laser, High Temperature, Hydrogen Insensitive, Marking Laser, Oil & Gas well production monitoring, SAGD recovery optimization, Sensing, Testing |  | With Cold Plate | Nufern | http://www.nufern.com/pam/fiber_amplifiers/item/id/463/ | 2017-09-01
1471 | 1064 - 1110 nm Single Frequency, PM, Fiber Amplifiers (Gen. II) | Fiber Amplifiers | Components | CW | NUA-1064-PB-0005-B3 |  | TEM00 | 5000 | [13 empty] | 10-100 |  |  | >=15 |  |  |  |  | <=3 | 1 to 15 |  | Yes |  | 1064 | 1083 | 19 | [21 empty] | 3 | [18 empty] | NuCONTROL | FC/APC Bulkhead | Armored Cable |  |  | 24 | [29 empty] | Linear | [15 empty] | 1 | [19 empty] | 305 x 178 x 14 | 275 x 250 x 37 | [6 empty] | 3.9 | [12 empty] | Water cooled cold plate | [47 empty] | 1 | 15 | With NuControl Box & Cold Plate | Fiber to fiber isolator, FC/APC connector | [42 empty] | <=10 | [15 empty] | >=30 | [36 empty] | Down Hole Instrumentation, Engraving Laser, High Temperature, Hydrogen Insensitive, Marking Laser, Oil & Gas well production monitoring, SAGD recovery optimization, Sensing, Testing |  | With NuControl Box & Cold Plate | Nufern | http://www.nufern.com/pam/fiber_amplifiers/item/id/464/ | 2017-09-01
1472 | 1064 - 1110 nm Single Frequency, PM, Fiber Amplifiers (Gen. II) | Fiber Amplifiers | Components | CW | NUA-1064-PB-0005-C0 |  | TEM00 | 5000 | [13 empty] | 10-100 |  |  | >=15 |  |  |  |  | <=3 | 1 to 15 |  | Yes |  | 1064 | 1083 | 19 | [21 empty] | 3 | [19 empty] | FC/APC Bulkhead | Armored Cable |  |  | 24 | [29 empty] | Linear | [15 empty] | 1 | [20 empty] | 275 x 250 x 37 | [6 empty] | 3.9 | [60 empty] | 1 | 15 | No Options | Fiber to free space isolator | [42 empty] | <=10 | [15 empty] | >=30 | [36 empty] | Down Hole Instrumentation, Engraving Laser, High Temperature, Hydrogen Insensitive, Marking Laser, Oil & Gas well production monitoring, SAGD recovery optimization, Sensing, Testing |  | No Options | Nufern | http://www.nufern.com/pam/fiber_amplifiers/item/id/469/ | 2017-09-01
1473 | 1064 - 1110 nm Single Frequency, PM, Fiber Amplifiers (Gen. II) | Fiber Amplifiers | Components | CW | NUA-1064-PB-0005-C1 |  | TEM00 | 5000 | [13 empty] | 10-100 |  |  | >=15 |  |  |  |  | <=3 | 1 to 15 |  | Yes |  | 1064 | 1083 | 19 | [21 empty] | 3 | [18 empty] | NuCONTROL | FC/APC Bulkhead | Armored Cable |  |  | 24 | [29 empty] | Linear | [15 empty] | 1 | [20 empty] | 275 x 250 x 37 | [6 empty] | 3.9 | [60 empty] | 1 | 15 | With NuControl Box | Fiber to free space isolator | [42 empty] | <=10 | [15 empty] | >=30 | [36 empty] | Down Hole Instrumentation, Engraving Laser, High Temperature, Hydrogen Insensitive, Marking Laser, Oil & Gas well production monitoring, SAGD recovery optimization, Sensing, Testing |  | With NuControl Box | Nufern | http://www.nufern.com/pam/fiber_amplifiers/item/id/466/ | 2017-09-01
1474 | 1064 - 1110 nm Single Frequency, PM, Fiber Amplifiers (Gen. II) | Fiber Amplifiers | Components | CW | NUA-1064-PB-0005-C2 |  | TEM00 | 5000 | [13 empty] | 10-100 |  |  | >=15 |  |  |  |  | <=3 | 1 to 15 |  | Yes |  | 1064 | 1083 | 19 | [21 empty] | 3 | [19 empty] | FC/APC Bulkhead | Armored Cable |  |  | 24 | [29 empty] | Linear | [15 empty] | 1 | [19 empty] | 305 x 178 x 14 | 275 x 250 x 37 | [6 empty] | 3.9 | [12 empty] | Water cooled cold plate | [47 empty] | 1 | 15 | With Cold Plate | Fiber to free space isolator | [42 empty] | <=10 | [15 empty] | >=30 | [36 empty] | Down Hole Instrumentation, Engraving Laser, High Temperature, Hydrogen Insensitive, Marking Laser, Oil & Gas well production monitoring, SAGD recovery optimization, Sensing, Testing |  | With Cold Plate | Nufern | http://www.nufern.com/pam/fiber_amplifiers/item/id/467/ | 2017-09-01
1475 | 1064 - 1110 nm Single Frequency, PM, Fiber Amplifiers (Gen. II) | Fiber Amplifiers | Components | CW | NUA-1064-PB-0005-C3 |  | TEM00 | 5000 | [13 empty] | 10-100 |  |  | >=15 |  |  |  |  | <=3 | 1 to 15 |  | Yes |  | 1064 | 1083 | 19 | [21 empty] | 3 | [18 empty] | NuCONTROL | FC/APC Bulkhead | Armored Cable |  |  | 24 | [29 empty] | Linear | [15 empty] | 1 | [19 empty] | 305 x 178 x 14 | 275 x 250 x 37 | [6 empty] | 3.9 | [12 empty] | Water cooled cold plate | [47 empty] | 1 | 15 | With NuControl Box & Cold Plate | Fiber to free space isolator | [42 empty] | <=10 | [15 empty] | >=30 | [36 empty] | Down Hole Instrumentation, Engraving Laser, High Temperature, Hydrogen Insensitive, Marking Laser, Oil & Gas well production monitoring, SAGD recovery optimization, Sensing, Testing |  | With NuControl Box & Cold Plate | Nufern | http://www.nufern.com/pam/fiber_amplifiers/item/id/468/ | 2017-09-01
1476 | 1064 - 1110 nm Single Frequency, PM, Fiber Amplifiers (Gen. II) | Fiber Amplifiers | Components | CW | NUA-1064-PB-0010-A0 |  | TEM00 | 10000 | [13 empty] | 10-100 |  |  | >=15 |  |  |  |  | <=3 | 1 to 15 |  | Yes |  | 1064 | 1083 | 19 | [21 empty] | 3 | [19 empty] | FC/APC Bulkhead | Armored Cable |  |  | 24 | [29 empty] | Linear | [15 empty] | 1 | [20 empty] | 275 x 250 x 37 | [6 empty] | 3.9 | [60 empty] | 1 | 15 | No Options | No isolator, FC/APC connector | [42 empty] | <=10 | [15 empty] | >=30 | [36 empty] | Down Hole Instrumentation, Engraving Laser, High Temperature, Hydrogen Insensitive, Marking Laser, Oil & Gas well production monitoring, SAGD recovery optimization, Sensing, Testing |  | No Options | Nufern | http://www.nufern.com/pam/fiber_amplifiers/item/id/473/ | 2017-09-01
1477 | 1064 - 1110 nm Single Frequency, PM, Fiber Amplifiers (Gen. II) | Fiber Amplifiers | Components | CW | NUA-1064-PB-0010-A1 |  | TEM00 | 10000 | [13 empty] | 10-100 |  |  | >=15 |  |  |  |  | <=3 | 1 to 15 |  | Yes |  | 1064 | 1083 | 19 | [21 empty] | 3 | [18 empty] | NuCONTROL | FC/APC Bulkhead | Armored Cable |  |  | 24 | [29 empty] | Linear | [15 empty] | 1 | [20 empty] | 275 x 250 x 37 | [6 empty] | 3.9 | [60 empty] | 1 | 15 | With NuControl Box | No isolator, FC/APC connector | [42 empty] | <=10 | [15 empty] | >=30 | [36 empty] | Down Hole Instrumentation, Engraving Laser, High Temperature, Hydrogen Insensitive, Marking Laser, Oil & Gas well production monitoring, SAGD recovery optimization, Sensing, Testing |  | With NuControl Box | Nufern | http://www.nufern.com/pam/fiber_amplifiers/item/id/470/ | 2017-09-01
1478 | 1064 - 1110 nm Single Frequency, PM, Fiber Amplifiers (Gen. II) | Fiber Amplifiers | Components | CW | NUA-1064-PB-0010-A2 |  | TEM00 | 10000 | [13 empty] | 10-100 |  |  | >=15 |  |  |  |  | <=3 | 1 to 15 |  | Yes |  | 1064 | 1083 | 19 | [21 empty] | 4 | [19 empty] | FC/APC Bulkhead | Armored Cable |  |  | 24 | [29 empty] | Linear | [15 empty] | 1 | [19 empty] | 305 x 178 x 14 | 275 x 250 x 37 | [6 empty] | 3.9 | [12 empty] | Water cooled cold plate | [47 empty] | 1 | 15 | With Cold Plate | No isolator, FC/APC connector | [42 empty] | <=10 | [15 empty] | >=30 | [36 empty] | Down Hole Instrumentation, Engraving Laser, High Temperature, Hydrogen Insensitive, Marking Laser, Oil & Gas well production monitoring, SAGD recovery optimization, Sensing, Testing |  | With Cold Plate | Nufern | http://www.nufern.com/pam/fiber_amplifiers/item/id/471/ | 2017-09-01
1479 | 1064 - 1110 nm Single Frequency, PM, Fiber Amplifiers (Gen. II) | Fiber Amplifiers | Components | CW | NUA-1064-PB-0010-A3 |  | TEM00 | 10000 | [13 empty] | 10-100 |  |  | >=15 |  |  |  |  | <=3 | 1 to 15 |  | Yes |  | 1064 | 1083 | 19 | [21 empty] | 4 | [18 empty] | NuCONTROL | FC/APC Bulkhead | Armored Cable |  |  | 24 | [29 empty] | Linear | [15 empty] | 1 | [19 empty] | 305 x 178 x 14 | 275 x 250 x 37 | [6 empty] | 3.9 | [12 empty] | Water cooled cold plate | [47 empty] | 1 | 15 | With NuControl Box & Cold Plate | No isolator, FC/APC connector | [42 empty] | <=10 | [15 empty] | >=30 | [36 empty] | Down Hole Instrumentation, Engraving Laser, High Temperature, Hydrogen Insensitive, Marking Laser, Oil & Gas well production monitoring, SAGD recovery optimization, Sensing, Testing |  | With NuControl Box & Cold Plate | Nufern | http://www.nufern.com/pam/fiber_amplifiers/item/id/472/ | 2017-09-01
1480 | 1064 - 1110 nm Single Frequency, PM, Fiber Amplifiers (Gen. II) | Fiber Amplifiers | Components | CW | NUA-1064-PB-0010-B0 |  | TEM00 | 10000 | [13 empty] | 10-100 |  |  | >=15 |  |  |  |  | <=3 | 1 to 15 |  | Yes |  | 1064 | 1083 | 19 | [21 empty] | 4 | [19 empty] | FC/APC Bulkhead | Armored Cable |  |  | 24 | [29 empty] | Linear | [15 empty] | 1 | [20 empty] | 275 x 250 x 37 | [6 empty] | 3.9 | [60 empty] | 1 | 15 | No Options | Fiber to fiber isolator, FC/APC connector | [42 empty] | <=10 | [15 empty] | >=30 | [36 empty] | Down Hole Instrumentation, Engraving Laser, High Temperature, Hydrogen Insensitive, Marking Laser, Oil & Gas well production monitoring, SAGD recovery optimization, Sensing, Testing |  | No Options | Nufern | http://www.nufern.com/pam/fiber_amplifiers/item/id/477/ | 2017-09-01
1481 | 1064 - 1110 nm Single Frequency, PM, Fiber Amplifiers (Gen. II) | Fiber Amplifiers | Components | CW | NUA-1064-PB-0010-B1 |  | TEM00 | 10000 | [13 empty] | 10-100 |  |  | >=15 |  |  |  |  | <=3 | 1 to 15 |  | Yes |  | 1064 | 1083 | 19 | [21 empty] | 4 | [18 empty] | NuCONTROL | FC/APC Bulkhead | Armored Cable |  |  | 24 | [29 empty] | Linear | [15 empty] | 1 | [20 empty] | 275 x 250 x 37 | [6 empty] | 3.9 | [60 empty] | 1 | 15 | With NuControl Box | Fiber to fiber isolator, FC/APC connector | [42 empty] | <=10 | [15 empty] | >=30 | [36 empty] | Down Hole Instrumentation, Engraving Laser, High Temperature, Hydrogen Insensitive, Marking Laser, Oil & Gas well production monitoring, SAGD recovery optimization, Sensing, Testing |  | With NuControl Box | Nufern | http://www.nufern.com/pam/fiber_amplifiers/item/id/474/ | 2017-09-01
1482 | 1064 - 1110 nm Single Frequency, PM, Fiber Amplifiers (Gen. II) | Fiber Amplifiers | Components | CW | NUA-1064-PB-0010-B2 |  | TEM00 | 10000 | [13 empty] | 10-100 |  |  | >=15 |  |  |  |  | <=3 | 1 to 15 |  | Yes |  | 1064 | 1083 | 19 | [21 empty] | 4 | [19 empty] | FC/APC Bulkhead | Armored Cable |  |  | 24 | [29 empty] | Linear | [15 empty] | 1 | [19 empty] | 305 x 178 x 14 | 275 x 250 x 37 | [6 empty] | 3.9 | [12 empty] | Water cooled cold plate | [47 empty] | 1 | 15 | With Cold Plate | Fiber to fiber isolator, FC/APC connector | [42 empty] | <=10 | [15 empty] | >=30 | [36 empty] | Down Hole Instrumentation, Engraving Laser, High Temperature, Hydrogen Insensitive, Marking Laser, Oil & Gas well production monitoring, SAGD recovery optimization, Sensing, Testing |  | With Cold Plate | Nufern | http://www.nufern.com/pam/fiber_amplifiers/item/id/475/ | 2017-09-01
1483 | 1064 - 1110 nm Single Frequency, PM, Fiber Amplifiers (Gen. II) | Fiber Amplifiers | Components | CW | NUA-1064-PB-0010-B3 |  | TEM00 | 10000 | [13 empty] | 10-100 |  |  | >=15 |  |  |  |  | <=3 | 1 to 15 |  | Yes |  | 1064 | 1083 | 19 | [21 empty] | 4 | [18 empty] | NuCONTROL | FC/APC Bulkhead | Armored Cable |  |  | 24 | [29 empty] | Linear | [15 empty] | 1 | [19 empty] | 305 x 178 x 14 | 275 x 250 x 37 | [6 empty] | 3.9 | [12 empty] | Water cooled cold plate | [47 empty] | 1 | 15 | With NuControl Box & Cold Plate | Fiber to fiber isolator, FC/APC connector | [42 empty] | <=10 | [15 empty] | >=30 | [36 empty] | Down Hole Instrumentation, Engraving Laser, High Temperature, Hydrogen Insensitive, Marking Laser, Oil & Gas well production monitoring, SAGD recovery optimization, Sensing, Testing |  | With NuControl Box & Cold Plate | Nufern | http://www.nufern.com/pam/fiber_amplifiers/item/id/476/ | 2017-09-01
1484 | 1064 - 1110 nm Single Frequency, PM, Fiber Amplifiers (Gen. II) | Fiber Amplifiers | Components | CW | NUA-1064-PB-0010-C0 |  | TEM00 | 10000 | [13 empty] | 10-100 |  |  | >=15 |  |  |  |  | <=3 | 1 to 15 |  | Yes |  | 1064 | 1083 | 19 | [21 empty] | 4 | [19 empty] | FC/APC Bulkhead | Armored Cable |  |  | 24 | [29 empty] | Linear | [15 empty] | 1 | [20 empty] | 275 x 250 x 37 | [6 empty] | 3.9 | [60 empty] | 1 | 15 | No Options | Fiber to free space isolator | [42 empty] | <=10 | [15 empty] | >=30 | [36 empty] | Down Hole Instrumentation, Engraving Laser, High Temperature, Hydrogen Insensitive, Marking Laser, Oil & Gas well production monitoring, SAGD recovery optimization, Sensing, Testing |  | No Options | Nufern | http://www.nufern.com/pam/fiber_amplifiers/item/id/481/ | 2017-09-01
1485 | 1064 - 1110 nm Single Frequency, PM, Fiber Amplifiers (Gen. II) | Fiber Amplifiers | Components | CW | NUA-1064-PB-0010-C1 |  | TEM00 | 10000 | [13 empty] | 10-100 |  |  | >=15 |  |  |  |  | <=3 | 1 to 15 |  | Yes |  | 1064 | 1083 | 19 | [21 empty] | 4 | [18 empty] | NuCONTROL | FC/APC Bulkhead | Armored Cable |  |  | 24 | [29 empty] | Linear | [15 empty] | 1 | [20 empty] | 275 x 250 x 37 | [6 empty] | 3.9 | [60 empty] | 1 | 15 | With NuControl Box | Fiber to free space isolator | [42 empty] | <=10 | [15 empty] | >=30 | [36 empty] | Down Hole Instrumentation, Engraving Laser, High Temperature, Hydrogen Insensitive, Marking Laser, Oil & Gas well production monitoring, SAGD recovery optimization, Sensing, Testing |  | With NuControl Box | Nufern | http://www.nufern.com/pam/fiber_amplifiers/item/id/478/ | 2017-09-01
1486 | 1064 - 1110 nm Single Frequency, PM, Fiber Amplifiers (Gen. II) | Fiber Amplifiers | Components | CW | NUA-1064-PB-0010-C2 |  | TEM00 | 10000 | [13 empty] | 10-100 |  |  | >=15 |  |  |  |  | <=3 | 1 to 15 |  | Yes |  | 1064 | 1083 | 19 | [21 empty] | 4 | [19 empty] | FC/APC Bulkhead | Armored Cable |  |  | 24 | [29 empty] | Linear | [15 empty] | 1 | [19 empty] | 305 x 178 x 14 | 275 x 250 x 37 | [6 empty] | 3.9 | [12 empty] | Water cooled cold plate | [47 empty] | 1 | 15 | With Cold Plate | Fiber to free space isolator | [42 empty] | <=10 | [15 empty] | >=30 | [36 empty] | Down Hole Instrumentation, Engraving Laser, High Temperature, Hydrogen Insensitive, Marking Laser, Oil & Gas well production monitoring, SAGD recovery optimization, Sensing, Testing |  | With Cold Plate | Nufern | http://www.nufern.com/pam/fiber_amplifiers/item/id/479/ | 2017-09-01
1487 | 1064 - 1110 nm Single Frequency, PM, Fiber Amplifiers (Gen. II) | Fiber Amplifiers | Components | CW | NUA-1064-PB-0010-C3 |  | TEM00 | 10000 | [13 empty] | 10-100 |  |  | >=15 |  |  |  |  | <=3 | 1 to 15 |  | Yes |  | 1064 | 1083 | 19 | [21 empty] | 4 | [18 empty] | NuCONTROL | FC/APC Bulkhead | Armored Cable |  |  | 24 | [29 empty] | Linear | [15 empty] | 1 | [19 empty] | 305 x 178 x 14 | 275 x 250 x 37 | [6 empty] | 3.9 | [12 empty] | Water cooled cold plate | [47 empty] | 1 | 15 | With NuControl Box & Cold Plate | Fiber to free space isolator | [42 empty] | <=10 | [15 empty] | >=30 | [36 empty] | Down Hole Instrumentation, Engraving Laser, High Temperature, Hydrogen Insensitive, Marking Laser, Oil & Gas well production monitoring, SAGD recovery optimization, Sensing, Testing |  | With NuControl Box & Cold Plate | Nufern | http://www.nufern.com/pam/fiber_amplifiers/item/id/480/ | 2017-09-01
1488 | 1064 - 1110 nm Single Frequency, PM, Fiber Amplifiers (Gen. II) | Fiber Amplifiers | Components | CW | NUA-1064-PB-0015-A0 |  | TEM00 | 15000 | [13 empty] | 10-100 |  |  | >=15 |  |  |  |  | <=3 | 1 to 15 |  | Yes |  | 1064 | 1083 | 19 | [21 empty] | 4 | [19 empty] | FC/APC Bulkhead | Armored Cable |  |  | 24 | [29 empty] | Linear | [15 empty] | 1 | [20 empty] | 275 x 250 x 37 | [6 empty] | 3.9 | [60 empty] | 1 | 15 | No Options | No isolator, FC/APC connector | [42 empty] | <=10 | [15 empty] | >=30 | [36 empty] | Down Hole Instrumentation, Engraving Laser, High Temperature, Hydrogen Insensitive, Marking Laser, Oil & Gas well production monitoring, SAGD recovery optimization, Sensing, Testing |  | No Options | Nufern | http://www.nufern.com/pam/fiber_amplifiers/item/id/485/ | 2017-09-01
1489 | 1064 - 1110 nm Single Frequency, PM, Fiber Amplifiers (Gen. II) | Fiber Amplifiers | Components | CW | NUA-1064-PB-0015-A1 |  | TEM00 | 15000 | [13 empty] | 10-100 |  |  | >=15 |  |  |  |  | <=3 | 1 to 15 |  | Yes |  | 1064 | 1083 | 19 | [21 empty] | 4 | [18 empty] | NuCONTROL | FC/APC Bulkhead | Armored Cable |  |  | 24 | [29 empty] | Linear | [15 empty] | 1 | [20 empty] | 275 x 250 x 37 | [6 empty] | 3.9 | [60 empty] | 1 | 15 | With NuControl Box | No isolator, FC/APC connector | [42 empty] | <=10 | [15 empty] | >=30 | [36 empty] | Down Hole Instrumentation, Engraving Laser, High Temperature, Hydrogen Insensitive, Marking Laser, Oil & Gas well production monitoring, SAGD recovery optimization, Sensing, Testing |  | With NuControl Box | Nufern | http://www.nufern.com/pam/fiber_amplifiers/item/id/482/ | 2017-09-01
1490 | 1064 - 1110 nm Single Frequency, PM, Fiber Amplifiers (Gen. II) | Fiber Amplifiers | Components | CW | NUA-1064-PB-0015-A2 |  | TEM00 | 15000 | [13 empty] | 10-100 |  |  | >=15 |  |  |  |  | <=3 | 1 to 15 |  | Yes |  | 1064 | 1083 | 19 | [21 empty] | 5 | [19 empty] | FC/APC Bulkhead | Armored Cable |  |  | 24 | [29 empty] | Linear | [15 empty] | 1 | [19 empty] | 305 x 178 x 14 | 275 x 250 x 37 | [6 empty] | 3.9 | [12 empty] | Water cooled cold plate | [47 empty] | 1 | 15 | With Cold Plate | No isolator, FC/APC connector | [42 empty] | <=10 | [15 empty] | >=30 | [36 empty] | Down Hole Instrumentation, Engraving Laser, High Temperature, Hydrogen Insensitive, Marking Laser, Oil & Gas well production monitoring, SAGD recovery optimization, Sensing, Testing |  | With Cold Plate | Nufern | http://www.nufern.com/pam/fiber_amplifiers/item/id/483/ | 2017-09-01
1491 | 1064 - 1110 nm Single Frequency, PM, Fiber Amplifiers (Gen. II) | Fiber Amplifiers | Components | CW | NUA-1064-PB-0015-A3 |  | TEM00 | 15000 | [13 empty] | 10-100 |  |  | >=15 |  |  |  |  | <=3 | 1 to 15 |  | Yes |  | 1064 | 1083 | 19 | [21 empty] | 5 | [18 empty] | NuCONTROL | FC/APC Bulkhead | Armored Cable |  |  | 24 | [29 empty] | Linear | [15 empty] | 1 | [19 empty] | 305 x 178 x 14 | 275 x 250 x 37 | [6 empty] | 3.9 | [12 empty] | Water cooled cold plate | [47 empty] | 1 | 15 | With NuControl Box & Cold Plate | No isolator, FC/APC connector | [42 empty] | <=10 | [15 empty] | >=30 | [36 empty] | Down Hole Instrumentation, Engraving Laser, High Temperature, Hydrogen Insensitive, Marking Laser, Oil & Gas well production monitoring, SAGD recovery optimization, Sensing, Testing |  | With NuControl Box & Cold Plate | Nufern | http://www.nufern.com/pam/fiber_amplifiers/item/id/484/ | 2017-09-01
1492 | 1064 - 1110 nm Single Frequency, PM, Fiber Amplifiers (Gen. II) | Fiber Amplifiers | Components | CW | NUA-1064-PB-0015-C0 |  | TEM00 | 15000 | [13 empty] | 10-100 |  |  | >=15 |  |  |  |  | <=3 | 1 to 15 |  | Yes |  | 1064 | 1083 | 19 | [21 empty] | 5 | [19 empty] | FC/APC Bulkhead | Armored Cable |  |  | 24 | [29 empty] | Linear | [15 empty] | 1 | [20 empty] | 275 x 250 x 37 | [6 empty] | 3.9 | [60 empty] | 1 | 15 | No Options | Fiber to free space isolator | [42 empty] | <=10 | [15 empty] | >=30 | [36 empty] | Down Hole Instrumentation, Engraving Laser, High Temperature, Hydrogen Insensitive, Marking Laser, Oil & Gas well production monitoring, SAGD recovery optimization, Sensing, Testing |  | No Options | Nufern | http://www.nufern.com/pam/fiber_amplifiers/item/id/489/ | 2017-09-01
1493 | 1064 - 1110 nm Single Frequency, PM, Fiber Amplifiers (Gen. II) | Fiber Amplifiers | Components | CW | NUA-1064-PB-0015-C1 |  | TEM00 | 15000 | [13 empty] | 10-100 |  |  | >=15 |  |  |  |  | <=3 | 1 to 15 |  | Yes |  | 1064 | 1083 | 19 | [21 empty] | 5 | [18 empty] | NuCONTROL | FC/APC Bulkhead | Armored Cable |  |  | 24 | [29 empty] | Linear | [15 empty] | 1 | [20 empty] | 275 x 250 x 37 | [6 empty] | 3.9 | [60 empty] | 1 | 15 | With NuControl Box | Fiber to free space isolator | [42 empty] | <=10 | [15 empty] | >=30 | [36 empty] | Down Hole Instrumentation, Engraving Laser, High Temperature, Hydrogen Insensitive, Marking Laser, Oil & Gas well production monitoring, SAGD recovery optimization, Sensing, Testing |  | With NuControl Box | Nufern | http://www.nufern.com/pam/fiber_amplifiers/item/id/486/ | 2017-09-01
1494 | 1064 - 1110 nm Single Frequency, PM, Fiber Amplifiers (Gen. II) | Fiber Amplifiers | Components | CW | NUA-1064-PB-0015-C2 |  | TEM00 | 15000 | [13 empty] | 10-100 |  |  | >=15 |  |  |  |  | <=3 | 1 to 15 |  | Yes |  | 1064 | 1083 | 19 | [21 empty] | 5 | [19 empty] | FC/APC Bulkhead | Armored Cable |  |  | 24 | [29 empty] | Linear | [15 empty] | 1 | [19 empty] | 305 x 178 x 14 | 275 x 250 x 37 | [6 empty] | 3.9 | [12 empty] | Water cooled cold plate | [47 empty] | 1 | 15 | With Cold Plate | Fiber to free space isolator | [42 empty] | <=10 | [15 empty] | >=30 | [36 empty] | Down Hole Instrumentation, Engraving Laser, High Temperature, Hydrogen Insensitive, Marking Laser, Oil & Gas well production monitoring, SAGD recovery optimization, Sensing, Testing |  | With Cold Plate | Nufern | http://www.nufern.com/pam/fiber_amplifiers/item/id/488/ | 2017-09-01
1495 | 1064 - 1110 nm Single Frequency, PM, Fiber Amplifiers (Gen. II) | Fiber Amplifiers | Components | CW | NUA-1064-PB-0015-C3 |  | TEM00 | 15000 | [13 empty] | 10-100 |  |  | >=15 |  |  |  |  | <=3 | 1 to 15 |  | Yes |  | 1064 | 1083 | 19 | [21 empty] | 5 | [18 empty] | NuCONTROL | FC/APC Bulkhead | Armored Cable |  |  | 24 | [29 empty] | Linear | [15 empty] | 1 | [19 empty] | 305 x 178 x 14 | 275 x 250 x 37 | [6 empty] | 3.9 | [12 empty] | Water cooled cold plate | [47 empty] | 1 | 15 | With NuControl Box & Cold Plate | Fiber to free space isolator | [42 empty] | <=10 | [15 empty] | >=30 | [36 empty] | Down Hole Instrumentation, Engraving Laser, High Temperature, Hydrogen Insensitive, Marking Laser, Oil & Gas well production monitoring, SAGD recovery optimization, Sensing, Testing |  | With NuControl Box & Cold Plate | Nufern | http://www.nufern.com/pam/fiber_amplifiers/item/id/2994/ | 2017-09-01
1496 | 1064 30W Fiber Amplifiers | Fiber Amplifiers | Components | CW | NUA-1064-PB-0030-D0 |  |  | 30000 | [13 empty] | 10-100 |  |  | >=10 |  |  |  |  | ±1.5 | 1 to 15 |  | Yes |  | 1064 | 1083 | 19 | [21 empty] | 5 | [18 empty] | USB | FC/APC Bulkhead | Armored Cable |  | 102-220 | [14 empty] | 5 ± 1 | [5 empty] | <=1.3 | [9 empty] | Linear | PM | [14 empty] | 1 | [13 empty] | 125 | [6 empty] | 554 x 483 x 125 |  |  |  | 6 | 30 x 30 x 50 |  | 25 | [7 empty] | 10 to 40 |  |  |  |  | Water Cooled | [7 empty] | 23 ±2 | [39 empty] | 1 | 15 | No Options | Collimator | [14 empty] | 3/8" Tube Stubs | [41 empty] | -110 |  | >=30 | >=50 | [35 empty] | Down Hole Instrumentation, Engraving Laser, High Temperature, Hydrogen Insensitive, Marking Laser, Oil & Gas well production monitoring, SAGD recovery optimization, Sensing, Testing |  | No Options | Nufern | http://www.nufern.com/pam/fiber_amplifiers/item/id/1134/ | 2017-09-01
1497 | 1064 50W Fiber Amplifiers | Fiber Amplifiers | Components | CW | NUA-1064-PB-0050-D0 |  |  | 50000 | [13 empty] | 10-100 |  |  | >=10 |  |  |  |  | ±1.5 | 1 to 15 |  | Yes |  | 1064 | 1083 | 19 | [21 empty] | 5 | [18 empty] | USB | FC/APC Bulkhead | Armored Cable |  | 105-220 | [14 empty] | 5 ± 1 | [5 empty] | <=1.3 | [9 empty] | Linear | PM | [14 empty] | 1 | [13 empty] | 125 | [6 empty] | 554 x 483 x 125 |  |  |  | 6 | 30 x 30 x 50 |  | 25 | [7 empty] | 10 to 40 |  |  |  |  | Water Cooled | [7 empty] | 23 ±2 | [39 empty] | 1 | 15 | No Options | Collimator | [14 empty] | 3/8" Tube Stubs | [41 empty] | -110 |  | >=30 | >=50 | [35 empty] | Down Hole Instrumentation, Engraving Laser, High Temperature, Hydrogen Insensitive, Marking Laser, Oil & Gas well production monitoring, SAGD recovery optimization, Sensing, Testing |  | No Options | Nufern | http://www.nufern.com/pam/fiber_amplifiers/item/id/1140/ | 2017-09-01
1498 | 1064 - 1110 nm Single Frequency, PM, Fiber Amplifiers (Gen. II) | Fiber Amplifiers | Components | CW | NUA-1064-PC-0002-A0 |  | TEM00 | 2000 | [13 empty] | 10-100 |  |  | >=15 |  |  |  |  | <=3 | 15 to 50 |  | Yes |  | 1064 | 1083 | 19 | [21 empty] | 2 | [19 empty] | FC/APC Bulkhead | Armored Cable |  |  | 24 | [29 empty] | Linear | [15 empty] | 1 | [20 empty] | 275 x 250 x 37 | [6 empty] | 3.9 | [60 empty] | 15 | 50 | No Options | No isolator, FC/APC connector | [42 empty] | <=10 | [15 empty] | >=30 | [36 empty] | Down Hole Instrumentation, Engraving Laser, High Temperature, Hydrogen Insensitive, Marking Laser, Oil & Gas well production monitoring, SAGD recovery optimization, Sensing, Testing |  | No Options | Nufern | http://www.nufern.com/pam/fiber_amplifiers/item/id/493/ | 2017-09-01
1499 | 1064 - 1110 nm Single Frequency, PM, Fiber Amplifiers (Gen. II) | Fiber Amplifiers | Components | CW | NUA-1064-PC-0002-A1 |  | TEM00 | 2000 | [13 empty] | 10-100 |  |  | >=15 |  |  |  |  | <=3 | 15 to 50 |  | Yes |  | 1064 | 1083 | 19 | [21 empty] | 2 | [18 empty] | NuCONTROL | FC/APC Bulkhead | Armored Cable |  |  | 24 | [29 empty] | Linear | [15 empty] | 1 | [20 empty] | 275 x 250 x 37 | [6 empty] | 3.9 | [60 empty] | 15 | 50 | With NuControl Box | No isolator, FC/APC connector | [42 empty] | <=10 | [15 empty] | >=30 | [36 empty] | Down Hole Instrumentation, Engraving Laser, High Temperature, Hydrogen Insensitive, Marking Laser, Oil & Gas well production monitoring, SAGD recovery optimization, Sensing, Testing |  | With NuControl Box | Nufern | http://www.nufern.com/pam/fiber_amplifiers/item/id/490/ | 2017-09-01